## Sheet1
DeviceName | ModelType | Department | FloorNo | Manufacture | Agent | SerialNo | WarrantyPeriod | InstallationDate | PPM | ppmPeriod | firstPPM | secondPPM | thirdPPM | fourthPPM
Defibrillator, External, Manual | Reanibex 800 | Ambulance | GND | BEXEN CARDIO | servomed | 2016/20031326 | 0 |  |  | 0
Automated External Defibrillator (AED ) | Reanibex 200 | Ambulance | GND | BEXEN CARDIO | servomed | 2020/20017708 | 0 |  |  | 0
Aspirator, Portable | V7 PLUS DC | Ambulance | GND | Hersill | servomed | 25342-08-081 | 0 |  |  | 0
Ambulance Car | NC | Ambulance | GND | Mercedes | servomed | م ط ى 721 | 0 |  |  | 0
Ambulance Car | NC | Ambulance | GND | Mercedes | servomed | NC | 0 |  |  | 0
Ventilator, Transport | triolgy202 | Ambulance | GND | PHILIPS | servomed | TV015030208 | 0 |  |  | 0
Sphygmomanometer | T5 | Ambulance | GND | KAWE MASTERMED | NC | 18874 | 0 |  |  | 0
Electrocardiographs (ECG) | FX-8222 | Biomedical Workshop | 10th | Fukuda | elfatmia | 50001451 | 0 | 2017-01-24 | 2019-10-01 | 2 | October | April
Electrocardiographs (ECG) | VP7S | Biomedical Workshop | 10th | Fukuda | elfatmia | 50001824 | 0 |  | 2019-10-01 | 2 | October | April
Pump, Syringe | 1235.S | Biomedical Workshop | 2nd | ATOM | المكتب الهندسي الصناعي المصري | 2040464 | 0 | 2010-08-31 |  | 0
Pump, Infusion | B600 | Biomedical Workshop | 10th | ATOM | المكتب الهندسي الصناعي المصري | 2040465 | 0 |  |  | 0
Pump, Infusion | B600 | Biomedical Workshop | 10th | ATOM | المكتب الهندسي الصناعي المصري | 2260418 | 0 |  |  | 0
Pump, Infusion | B600 | Biomedical Workshop | 10th | ATOM | المكتب الهندسي الصناعي المصري | 20Y0412 | 0 |  |  | 0
Pump, Infusion | B600 | Biomedical Workshop | 10th | ATOM | المكتب الهندسي الصناعي المصري | 20Y0411 | 0 |  |  | 0
Pump, Infusion | B600 | Biomedical Workshop | 10th | ATOM | المكتب الهندسي الصناعي المصري | 2040462 | 0 |  |  | 0
Pump, Infusion | B600 | Biomedical Workshop | 10th | ATOM | المكتب الهندسي الصناعي المصري | 20Y0407 | 0 |  |  | 0
Pump, Infusion | B600 | Biomedical Workshop | 10th | ATOM | المكتب الهندسي الصناعي المصري | 2260426 | 0 |  |  | 0
Pump, Infusion | B600 | Biomedical Workshop | 10th | ATOM | المكتب الهندسي الصناعي المصري | 2040467 | 0 |  |  | 0
Pump, Infusion | B600 | Biomedical Workshop | 10th | ATOM | المكتب الهندسي الصناعي المصري | 2260421 | 0 |  |  | 0
Pump, Infusion | B600 | Biomedical Workshop | 10th | ATOM | المكتب الهندسي الصناعي المصري | 20Y0409 | 0 |  |  | 0
Pump, Infusion | P-600 | Biomedical Workshop | 6th | ATOM | المكتب الهندسي الصناعي المصري | 20y0419 | 0 |  | 2019-07-01 | 2 | July | January
Pump, Infusion | P-600 | Biomedical Workshop | 6th | ATOM | المكتب الهندسي الصناعي المصري | 20y0414 | 0 |  | 2019-07-01 | 2 | July | January
Pump, Infusion | P-600 | Biomedical Workshop | 6th | ATOM | المكتب الهندسي الصناعي المصري | 2260422 | 0 |  | 2019-07-01 | 2 | July | January
Pump, Infusion | p-600 | Biomedical Workshop | 10th | ATOM | المكتب الهندسي الصناعي المصري | 2040463 | 0 |  | 2019-04-01 | 2 | April | October
Pump, Infusion | p-600 | Biomedical Workshop | 10th | ATOM | المكتب الهندسي الصناعي المصري | 2040466 | 0 |  | 2019-04-01 | 2 | April | October
Pump, Infusion | p-600 | Biomedical Workshop | 10th | ATOM | المكتب الهندسي الصناعي المصري | 2040469 | 0 |  | 2019-04-01 | 2 | April | October
Pump, Infusion | p-600 | Biomedical Workshop | 10th | ATOM | المكتب الهندسي الصناعي المصري | 2260431 | 0 |  | 2019-04-01 | 2 | April | October
Light, Surgical | m3f | Biomedical Workshop | 10th | DR.mach | servomed | 08/08509-09/02911 | 0 |  |  | 0
Light, Surgical | LED300 | Biomedical Workshop | 10th | DR.mach | servomed | 19/08381 - 19/11313 | 5 | 2019-11-13 | 2019-05-21 | 2 | May | November
Light, Surgical | M5f | Biomedical Workshop | 10th | DR.mach | servomed | 09/02912 | 0 |  |  | 0
Pump, Syringe | agilia IS | Biomedical Workshop | 10th | Fresenius | EGMED | 23678765 | 0 |  |  | 0
Pump, Syringe | agilia IS | Biomedical Workshop | 10th | fresenius | EGMED | 23461039 | 0 | 5/2017 | 2019-08-11 | 2 | August | February
Pump, Syringe | agilia IS | Biomedical Workshop | 10th | Fresenius | EGMED | 23461042 | 0 |  | 2019-07-01 | 2 | July | January
Pump, Syringe | agilia IS | Biomedical Workshop | 10th | Fresenius | EGMED | 22623829 | 0 |  | 2019-09-11 | 2 | September | March
Pump, Syringe | agilia IS | Biomedical Workshop | 10th | Fresenius | EGMED | 23461041 | 0 |  | 2019-09-11 | 2 | September | March
Pump, Syringe | agilia IS | Biomedical Workshop | 10th | Fresenius | EGMED | 22658293 | 0 |  |  | 0
Pump, Infusion | Optima IS | Biomedical Workshop | 10th | fresenius | EGMED | 22322335 | 0 |  |  | 0
Pump, Infusion | Optima IS | Biomedical Workshop | 10th | fresenius | EGMED | 22322339 | 0 |  |  | 0
Pump, Infusion | Optima IS | Biomedical Workshop | 10th | fresenius | EGMED | 22322338 | 0 |  |  | 0
Pump, Infusion | Optima IS | Biomedical Workshop | 10th | fresenius | EGMED | 22322344 | 0 |  |  | 0
Pump, Infusion | Optima IS | Biomedical Workshop | 10th | fresenius | EGMED | 22321921 | 0 |  |  | 0
Pump, Infusion | Infusia VP7s | Biomedical Workshop | 10th | fresenius | EGMED | 23462353 | 0 |  | 2019-09-21 | 2 | September | March
Pump, Infusion | Infusia VP7s | Biomedical Workshop | 10th | fresenius | EGMED | 23462351 | 0 |  |  | 0
Pump, Syringe | agilia IS | Biomedical Workshop | 10th | Fresenius | EGMED | 22623830 | 0 |  |  | 0
Pump, Syringe | agilia IS | Biomedical Workshop | 10th | Fresenius | EGMED | 22658304 | 0 |  |  | 0
Pump, Syringe | agilia IS | Biomedical Workshop | 10th | Fresenius | EGMED | 22658295 | 0 |  |  | 0
Pump, Syringe | agilia IS | Biomedical Workshop | 10th | fresenius | EGMED | 22658309 | 0 |  |  | 0
Pump, Syringe | agilia IS | Biomedical Workshop | 10th | Fresenius | EGMED | 22658294 | 0 |  | 2019-09-11 | 2 | September | March
Pump, Syringe | agilia SP | Biomedical Workshop | 2nd | fresenius | EGMED | 24246801 | 3 | 2019-11-19 | 2019-07-01 | 2 | July | January
Pump, Syringe | agilia SP | Biomedical Workshop | 2nd | fresenius | EGMED | 24246816 | 3 | 2019-11-19 | 2019-07-01 | 2 | July | January
Pump, Infusion | INfusia VP7s | Biomedical Workshop | 10th | fresenius KABI | EGMED | 23462357 | 0 | 2017-10-15 | 2019-08-01 | 2 | August | February
Pump, Infusion | INfusia VP7s | Biomedical Workshop | 10th | fresenius KABI | EGMED | 23462355 | 0 |  |  | 0
Electrocardiographs (ECG) | FX-8222 | Biomedical Workshop | GND | Fukuda | elfatmia | 50001449 | 0 |  | 2019-06-01 | 2 | June | December
Defibrillator, External, Manual | cardioserv | Biomedical Workshop | 10th | GE | GE | 101143829 | 0 |  | 2019-10-01 | 2 | October | April
warmer , blood | BIW306 | Biomedical Workshop | 10th | Geratherm | NC | 760039 | 0 |  |  | 0
Monitors, Physiologic | umec12 | Biomedical Workshop | 10th | mindray | Truemedical | KQ-8B018149 | 0 |  | 2019-09-11 | 2 | September | March
Monitors, Physiologic | umec12 | Biomedical Workshop | 10th | mindray | Truemedical | KQ-83010064 | 0 |  |  | 0
Monitors, Physiologic | iPM12 | Biomedical Workshop | 10th | mindray | Technowave | FH-78030391 | 0 |  | 2019-04-01 | 2 | April | October
Monitors, Physiologic | iPM12 | Biomedical Workshop | 10th | Mindray | Technowave | FH-78030429 | 3 | 2018-03-01 | 2019-07-01 | 2 | July | January
Monitors, Physiologic | iPM12 | Biomedical Workshop | 10th | Mindray | Technowave | FH-78030389 | 3 | 2018-03-22 | 2019-07-01 | 2 | July | January
Monitors, Physiologic | iPM12 | Biomedical Workshop | 10th | Mindray | Technowave | FH-78030377 | 3 | 2018-03-22 | 2019-07-01 | 2 | July | January
Monitors, Physiologic | iPM12 | Biomedical Workshop | 10th | Mindray | Technowave | FH-78030383 | 3 | 2018-03-22 | 2019-07-01 | 2 | July | January
Monitors, Physiologic | iPM12 | Biomedical Workshop | 10th | Mindray | Technowave | FH-78030384 | 3 | 2018-03-22 | 2019-07-01 | 2 | July | January
Monitors, Physiologic | iPM12 | Biomedical Workshop | 10th | Mindray | Technowave | FH-78030372 | 3 | 2018-03-22 | 2019-07-01 | 2 | July | January
Monitors, Physiologic | iPM12 | Biomedical Workshop | 10th | Mindray | Technowave | FH-78030381 | 3 | 2018-03-22 | 2019-07-01 | 2 | July | January
Monitors, Physiologic | iPM12 | Biomedical Workshop | 10th | Mindray | Technowave | FH-78030373 | 3 | 2018-03-22 | 2019-07-01 | 2 | July | January
Electrocardiographs (ECG) | AT-102 | Biomedical Workshop | 10th | schiller | Ghiliongi | 070-13082 | 3 | 12/3/2016 | 2019-06-01 | 2 | June | December
Drills, Orthopedic, Pneumatic | 511.701 | Biomedical Workshop | 10th | SYNTHESS | Adam | 28666 | 0 |  | 2019-04-01 | 2 | April | October
Drills, Orthopedic, Pneumatic | 511.701 | Biomedical Workshop | 10th | SYNTHESS | Adam | 23134 | 0 |  | 2019-04-01 | 2 | April | October
Saw, Ortho | 511.610 | Biomedical Workshop | 10th | SYNTHESS | Adam | 02201 | 0 |  | 2019-04-01 | 2 | April | October
Monitor, Vital Sign | spot | Biomedical Workshop | 10th | Welch Allyn | Delta | 201636173 | 0 |  | 2019-07-01 | 2 | July | January
Electrocardiographs (ECG) | FX-8222 | Cath Lab | 9th | Fukuda | elfatmia | 50001830 | 0 |  | 2019-07-21 | 2 | July | January
Pump, Infusion | P-600 | Cath Lab | 9th | ATOM | المكتب الهندسي الصناعي المصري | 2040461 | 0 |  | 2019-04-01 | 2 | April | October
Pump, Infusion | p-600 | Cath Lab | 9th | ATOM | المكتب الهندسي الصناعي المصري | 20Y0406 | 0 |  |  | 0
Pump, Infusion | GW 8000 | Cath Lab | 9th | BD | Kemet | 800015534 | 1 |  |  | 0
Monitors, Physiologic | anyview a6 | Cath Lab | 9th | blt | Elazaby | a03e000743 | 0 |  | 2019-07-21 | 2 | July | January
Monitors, Physiologic | anyview a6 | Cath Lab | 9th | blt | Elazaby | a03e000749 | 0 |  | 2019-07-21 | 2 | July | January
Monitors, Physiologic | anyview a6 | Cath Lab | 9th | blt | Elazaby | a03e000736 | 0 |  | 2019-07-21 | 2 | July | January
Monitors, Physiologic | anyview a6 | Cath Lab | 9th | blt | Elazaby | a03e000745 | 0 |  | 2019-07-21 | 2 | July | January
Pacemaker, External | 4427 | Cath Lab | 9th | Fiab | Ghiliongi | 5906783007 | 4 |  | 2019-07-21 | 2 | July | January
Pacemaker, External | 4427 | Cath Lab | 9th | Fiab | Ghiliongi | 6906853232 | 4 |  | 2019-07-21 | 2 | July | January
Pacemaker, External | 4427 | Cath Lab | 9th | Fiab | Ghiliongi | 9910083662 | 1 | 2020-02-09 | 2019-07-21 | 2 | July | January
Pump, Syringe | agilia | Cath Lab | 9th | Fresenius | EGMED | 23461044 | 4 |  | 2019-07-21 | 2 | July | January
Pump, Syringe | agilia SP | Cath Lab | 9th | fresenius | EGMED | 24246811 | 3 | 2019-11-19 | 2019-07-01 | 2 | July | January
Pump, Infusion | Infusia VP7s | Cath Lab | 9th | fresenius | EGMED | 23462352 | 0 |  |  | 0
Aspirator, Portable | fse-250 | Cath Lab | 9th | gabler | 1 | 42210600 | 0 |  | 2019-07-21 | 2 | July | January
Radiographic/Fluoroscopic Systems, Angiography (Cath Lab) | INNOVA | Cath Lab | 9th | GE | GE | 61218BU7 | 0 | 1905-07-04 | 2019-07-21 | 2 | July | January
Central Station | NC | Cath Lab | 9th | GE | GE | 100184 | 0 |  | 2019-07-21 | 2 | July | January
Aspirator, Surgical | EUROVAC H-40 | Cath Lab | 9th | HERSILL | المكتب الهندسي الصناعي المصري | 25131-38-002 | 0 |  | 2019-07-21 | 2 | July | January
Injector | 90000 | Cath Lab | 9th | Liebel-Flarsheim | Ghiliongi | C11111C071 | 0 |  | 2019-07-21 | 2 | July | January
Pacemaker, External | 5375 | Cath Lab | 9th | Medtronic | Ghiliongi | CE0018782R | 0 |  | 2019-07-21 | 2 | July | January
Defibrillator, External, Manual | BeneHeart D6 | Cath Lab | 9th | Mindray | Technowave | DZ-8C003095 | 0 | 2018-03-01 |  | 0
Defibrillator, External, Manual | BeneHeart D6 | Cath Lab | 9th | Mindray | Technowave | DZ-8C003094 | 0 | 2018-03-01 | 2019-07-11 | 2 | July | January
Bed, Patient, Electric | NC | Cath Lab | 9th | NC | Elazaby | 201312306825 | 0 |  | 2019-07-21 | 2 | July | January
Bed, Patient, Electric | NC | Cath Lab | 9th | NC | Elazaby | 201401124181 | 0 |  | 2019-07-21 | 2 | July | January
Bed, Patient, Electric | NC | Cath Lab | 9th | NC | Elazaby | 201306277710 | 0 |  | 2019-07-21 | 2 | July | January
Bed, Patient, Electric | NC | Cath Lab | 9th | NC | Elazaby | 201309058911 | 0 |  | 2019-07-21 | 2 | July | January
Electrocardiographs (ECG) | FX-8222 | CCU | 6th | Fukuda | elfatmia | 50001450 | 0 |  | 2019-07-01 | 2 | July | January
Pump, Infusion | VP7s | CCU | 6th | Infusia | EGMED | 23462349 | 0 | 2017-10-15 | 2019-10-01 | 2 | October | April
Aspirator, Portable | C161 | CCU | 6th | Atmos | EGMED | 050024069 - 143247 | 0 |  |  | 0
Pump, Infusion | P-600 | CCU | 6th | ATOM | المكتب الهندسي الصناعي المصري | 20Y0417 | 0 |  |  | 0
Carts, Resuscitation | NC | CCU | 6th | CFS | NC | NC | 0 |  |  | 0
Aspirator, Surgical | Victoria | CCU | 6th | Chieron | Life care | v8230 | 0 |  | 2019-09-11 | 2 | September | March
Monitors, Physiologic | vista120 | CCU | 6th | Drager | life care | V3SFM0039 | 5 | 2015-03-01 | 2019-09-11 | 2 | September | March
Monitors, Physiologic | vista120 | CCU | 6th | Drager | life care | V3SFM0071 | 5 | 2015-03-01 | 2019-09-11 | 2 | September | March
Monitors, Physiologic | vista120 | CCU | 6th | Drager | life care | V3SFM0052 | 5 | 2015-03-01 | 2019-09-11 | 2 | September | March
Monitors, Physiologic | vista120 | CCU | 6th | Drager | life care | V3SFM0103 | 5 | 2015-03-01 | 2019-09-11 | 2 | September | March
Monitors, Physiologic | vista120 | CCU | 6th | Drager | life care | V3SFM0135 | 5 | 2015-03-01 | 2019-09-11 | 2 | September | March
Monitors, Physiologic | vista120 | CCU | 6th | Drager | life care | V3SFM0087 | 5 | 2015-03-01 | 2019-09-11 | 2 | September | March
Monitors, Physiologic | vista120 | CCU | 6th | Drager | life care | V3SFM0141 | 5 | 2015-03-01 | 2019-09-11 | 2 | September | March
Monitors, Physiologic | vista120 | CCU | 6th | Drager | life care | V3SFM0138 | 5 | 2015-03-01 | 2019-09-11 | 2 | September | March
Monitors, Physiologic | vista120 | CCU | 6th | Drager | life care | V3SFM0096 | 5 | 2015-03-01 |  | 0
Monitors, Physiologic | vista120 | CCU | 6th | Drager | life care | V3SFM0102 | 5 | 2015-03-01 | 2019-09-11 | 2 | September | March
Ventilators, Intensive Care, Adult / Pediatrics | Infinity C300 | CCU | 6th | Drager | life care | ASJN-0232 | 3 | 2017-05-01 | 2021-09-01 | 2 | September | March
Nebulizer | W003 | CCU | 6th | Folee | NC | 16034125 | 0 |  |  | 0
Nebulizer | W003 | CCU | 6th | Folee | NC | 16034139 | 0 |  |  | 0
Nebulizer | W003 | CCU | 6th | Folee | NC | 16033915 | 0 |  |  | 0
Nebulizer | W003 | CCU | 6th | Folee | NC | 16031152 | 0 | 1905-07-06 | 2019-07-01 | 2 | July | January
Nebulizer | W003 | CCU | 6th | Folee | NC | 16031151 | 0 |  |  | 0
Pump, Syringe | agilia IS | CCU | 6th | fresenius | EGMED | 22658296 | 0 |  |  | 0
Pump, Syringe | agilia IS | CCU | 6th | fresenius | EGMED | 22658299 | 0 |  | 2019-07-01 | 2 | July | January
Pump, Syringe | agilia | CCU | 6th | Fresenius | EGMED | 22658300 | 0 |  | 2019-09-11 | 2 | September | March
Pump, Syringe | agilia | CCU | 6th | Fresenius | EGMED | 22658302 | 0 |  | 2019-09-11 | 2 | September | March
Pump, Syringe | agilia | CCU | 6th | Fresenius | EGMED | 22658303 | 0 |  | 2019-09-11 | 2 | September | March
Pump, Syringe | agilia IS | CCU | 6th | Fresenius | EGMED | 22658308 | 0 |  |  | 0
Pump, Syringe | agilia | CCU | 6th | Fresenius | EGMED | 22658311 | 0 |  | 2019-09-11 | 2 | September | March
Pump, Syringe | agilia | CCU | 6th | Fresenius | EGMED | 22623831 | 0 |  | 2019-09-11 | 2 | September | March
Pump, Syringe | agilia | CCU | 6th | Fresenius | EGMED | 22623834 | 0 |  | 2019-09-11 | 2 | September | March
Pump, Syringe | agilia IS | CCU | 6th | Fresenius | EGMED | 23379515 | 0 |  | 2019-09-11 | 2 | September | March
Pump, Syringe | agilia IS | CCU | 6th | Fresenius | EGMED | 23461034 | 0 |  | 2019-09-11 | 2 | September | March
Pump, Syringe | agilia IS | CCU | 6th | Fresenius | EGMED | 23461036 | 0 |  | 2019-09-11 | 2 | September | March
Pump, Syringe | agilia SP | CCU | 6th | fresenius | EGMED | 24246817 | 3 | 2019-11-19 | 2019-07-01 | 2 | July | January
Pump, Syringe | agilia SP | CCU | 6th | fresenius | EGMED | 24246805 | 3 | 2019-11-19 | 2019-07-01 | 2 | July | January
Pump, Syringe | agilia SP ISE | CCU | 6th | fresenius | EGMED | 24246813 | 3 | 2019-11-19 | 2019-07-01 | 2 | July | January
Pump, Syringe | agilia IS | CCU | 6th | Fresenius | EGMED | 23678767 | 0 |  |  | 0
Pump, Syringe | agilia IS | CCU | 6th | Fresenius | EGMED | 23678768 | 0 |  |  | 0
Pump, Syringe | agilia IS | CCU | 6th | fresenius | EGMED | 23379512 | 0 |  |  | 0
Pump, Syringe | agilia IS | CCU | 6th | fresenius | EGMED | 23379513 | 0 |  |  | 0
Pump, Infusion | optima vs | CCU | 6th | Fresenius | EGMED | 22322334 | 0 |  | 2019-09-11 | 2 | September | March
Pump, Infusion | optima vs | CCU | 6th | Fresenius | EGMED | 22322337 | 0 |  | 2019-09-11 | 2 | September | March
Pump, Syringe | agilia IS | CCU | 6th | fresenius | EGMED | 22623826 | 0 |  | 2019-04-01 | 2 | April | October
Aspirator, Surgical | EUROVAC H-40 | CCU | 6th | HERSILL | المكتب الهندسي الصناعي المصري | 495-38-077 | 0 | 1905-07-02 |  | 0
Bed, Patient, Electric | 405 | CCU | 6th | Hill-Rom | Delta | Q237ME8954 | 0 |  | 2019-08-01 | 2 | August | February
Bed, Patient, Electric | P750 | CCU | 6th | Hill-Rom | Delta | P247CC1874 | 0 |  | 2019-09-11 | 2 | September | March
Bed, Patient, Electric | ISMA7045-135 | CCU | 6th | LINET | Life Care | 20120155449 | 0 | 2013-05-29 | 2019-10-01 | 2 | October | April
Bed, Patient, Electric | ISMA7045-135 | CCU | 6th | LINET | Life Care | 20120067312 | 0 |  | 2019-09-21 | 2 | September | March
Bed, Patient, Electric | ISMT7045-300 | CCU | 6th | LINET | Life care | 20100094067 | 0 |  | 2019-08-01 | 2 | August | February
Bed, Patient, Electric | ISMA7045-135 | CCU | 6th | LINET | Life care | 20120067339 | 0 |  | 2019-08-01 | 2 | August | February
Bed, Patient, Electric | ISMA7045-135 | CCU | 6th | LINET | Life care | 20120155457 | 0 |  | 2019-08-01 | 2 | August | February
Bed, Patient, Electric | ISMT7045-53 | CCU | 6th | LINET | Life Care | 20100118654 | 0 | 2012-11-29 | 2019-07-11 | 2 | July | January
Bed, Patient, Electric | ISMA7045-135 | CCU | 6th | LINET | Life Care | 20120067296 | 0 |  |  | 0
Electrocardiographs (ECG) | Beneheart R12 | CCU | 6th | Mindray | Truemedical | FN-92014678 | 3 | 2019-11-17 | 2019-04-01 | 2 | April | October
Defibrillator, External, Manual | Beneheart D6 | CCU | 6th | Mindray | Technowave | DZ-91003318 | 3 |  | 2019-07-01 | 2 | July | January
Carts, Medication | NC | CCU | 6th | NC | NC | NC | 0 |  |  | 0
Carts, Medication | NC | CCU | 6th | NC | NC | NC | 0 |  |  | 0
Scanning System, Ultrasound, Cardiac, Portable | cx50Matrix | CCU | 6th | philips | H2A | SG91500059 | 1 | 2016-02-01 | 2019-07-01 | 2 | July | January
Radiographic Unit, Mobile (X Ray) | Mobile Diagnostic Opta Analog | CCU | 6th | PHILIPS | PHILIPS | 16000110 | 3 | 2016-11-05 | 2019-06-11 | 2 | June | December
Stretcher, Patient | E3 | CCU | 6th | pukang | Elazaby | 100118 | 2 | 7/5/2015 | 2019-06-01 | 2 | June | December
Sphygmomanometer | Big Ben Round | CCU | 6th | Riester | elfatmia | 160345578 | 0 |  |  | 0
Sphygmomanometer | Big Ben Round | CCU | 6th | Riester | elfatmia | 160345662 | 0 |  |  | 0
Sphygmomanometer | Big Ben Round | CCU | 6th | Riester | elfatmia | 160345564 | 0 |  |  | 0
Scale, Adult | 786 | CCU | 6th | Seca | Middle East | 5786161148259 | 0 |  |  | 0
Printer, Radiology, Digital | Up-D898MD | CCU | 6th | Sony | H2A | 7007925 | 1 | 2016-02-01 | 2019-07-01 | 2 | July | January
Thermometers, Digital | Sure Temp PLUS | CCU | 6th | Welch Allyn | Delta | (21)17304974 | 0 |  |  | 0
Sealing Machine | DBF-900W 12m/min | CSSD | 2nd | AL YAHYA | AL YAHYA | 1109115110002 | 0 |  |  | 0
Sealing Machine | F 108 | CSSD | 2nd | famous | delta | 30150184 | 0 |  | 2019-09-01 | 2 | September | March
Sealing Machine | F110D PRTEC | CSSD | 2nd | famous | delta | 30190368 | 0 |  | 2019-09-01 | 2 | September | March
Sealing Machine | minoro H-data EVO | CSSD | 2nd | gandus | AB pharma | 0596 | 0 | 2014-05-07 | 2019-09-01 | 2 | September | March
Sterilizing Units, Steam | 533 HC | CSSD | 2nd | Getinge | servomed | URA012060 | 0 | 2012-08-15 | 2019-09-01 | 2 | September | March
Sterilizer, Low Temperature | LK / MJG -100 | CSSD | 2nd | LAOKEN | Advamed | 100153 | 0 |  | 2019-09-01 | 2 | September | March
Decontamination Units, Ultrasonic | 5200 ETH S3 | CSSD | 2nd | SOLTEC (SONICA) | المكتب الهندسي العربي | 2019016139 | 2 | 2020-05-20 | 2019-09-01 | 2 | September | March
Washer/Decontamination Units | DS 500 CL | CSSD | 2nd | steelco | delta | 1702011BV060 | 0 |  | 2019-09-01 | 2 | September | March
Sterilizing Units, Steam | amesco 400 series | CSSD | 2nd | steris | delta | 0324317-43 | 0 |  | 2019-09-01 | 2 | September | March
Sterilizing Units, Steam | Amesco century V120 | CSSD | 2nd | steris | delta | 0104705-031 | 2 | 2004-08-12 | 2019-09-01 | 2 | September | March
Electrocardiographs (ECG) | FX-8222 | Emergency | GND | Fukuda | elfatmia | 50001828 | 0 |  | 2019-09-21 | 2 | September | March
Aspirator, Portable | 36 BR | Emergency | GND | ASKIR | المكتب المصري للاستيراد | 3055 | 0 |  |  | 0
Pump, Syringe | agilia IS | Emergency | GND | fresenius | EGMED | 23461033 | 0 |  | 2019-07-01 | 2 | July | January
Pump, Syringe | agilia IS | Emergency | GND | fresenius | EGMED | 23379508 | 0 |  | 2019-06-01 | 2 | June | December
Ventilator, Transport | oxylog 2000 plus | Emergency | GND | Drager | Life Care | ASHE0017 | 0 |  |  | 0
Light, Examination | NC | Emergency | GND | NC | NC | NC | 0 |  |  | 0
Monitor, Vital Sign | Spot | Emergency | 1st | Welch Allyn | delta | 201636180 | 0 |  |  | 0
Electrocardiographs (ECG) | MAC400 | Emergency | GND | GE | ALKAN | SCT12176733PA | 0 |  |  | 0
Aspirator, Surgical | EUROVAC H-40 | Emergency | GND | HERSILL | المكتب الهندسي الصناعي المصري | 51714-0003 | 0 |  |  | 0
Saw, Cast | CC4 | Emergency | GND | DE SOUTTER | TANTAWI | 2730 | 0 | 1/1/1996 | 2019-06-01 | 2 | June | December
Defibrillator, External, Manual | 20e | Emergency | GND | lifepack | Gesca | 43648384 | 2 | 2016-01-04 | 2019-08-01 | 2 | August | February
Defibrillator, External, Manual | 20e | Emergency | GNd | lifepack | Gesca | 4365-3033 | 2 | 2016-01-04 | 2019-06-01 | 2 | June | December
Stretcher, Patient | Sprint 100 | Emergency | GND | LINET | Life Care | 20200246129 | 5 | 2021-03-25 |  | 0
Stretcher, Patient | Sprint 100 | Emergency | GND | LINET | Life Care | 20200246128 | 5 | 2021-03-25 |  | 0
Stretcher, Patient | Sprint 100 | Emergency | GND | LINET | Life Care | 20200246140 | 5 | 2021-03-25 |  | 0
Stretcher, Patient | Sprint 100 | Emergency | GND | LINET | Life Care | 20200246141 | 5 | 2021-03-25 |  | 0
Stretcher, Patient | Sprint 100 | Emergency | GND | LINET | Life Care | 20200246143 | 5 | 2021-03-25 |  | 0
Stretcher, Patient | Sprint 100 | Emergency | GND | LINET | Life Care | 20200247298 | 5 | 2021-03-25 |  | 0
Stretcher, Patient | Sprint 100 | Emergency | GND | LINET | Life Care | 20200247308 | 5 | 2021-03-25 |  | 0
Stretcher, Patient | Sprint 100 | Emergency | GND | LINET | Life Care | 20200247311 | 5 | 2021-03-25 |  | 0
Stretcher, Patient | Sprint 100 | Emergency | GND | LINET | Life Care | 20200247312 | 5 | 2021-03-25 |  | 0
Stretcher, Patient | Sprint 100 | Emergency | GND | LINET | Life Care | 20200247307 | 5 | 2021-03-25 |  | 0
Table, Examination | NC | Emergency | GND | Local | NC | NC | 0 |  | 2019-06-01 | 2 | June | December
Monitors, Physiologic | UMEC12Basic | Emergency | GND | Mindray | Truemedical | KQ-96024566 | 0 |  |  | 0
Monitors, Physiologic | UMEC12Basic | Emergency | GND | Mindray | Truemedical | KQ-96024555 | 0 |  |  | 0
Monitors, Physiologic | UMEC12Basic | Emergency | GND | Mindray | Truemedical | KQ-96024541 | 0 |  |  | 0
Monitors, Physiologic | UMEC12Basic | Emergency | GND | Mindray | Truemedical | KQ-96024531 | 0 |  |  | 0
Monitors, Physiologic | UMEC12Basic | Emergency | GND | Mindray | Truemedical | KQ-96024557 | 0 |  |  | 0
Monitors, Physiologic | umec12 | Emergency | GND | mindray | Truemedical | KQ-8B018122 | 0 |  |  | 0
Monitors, Physiologic | UMEC12Basic | Emergency | GND | mindray | Truemedical | KQ-83010063 | 0 |  |  | 0
Monitors, Physiologic | umec12 | Emergency | GND | mindray | Truemedical | KQ-8B018124 | 0 |  |  | 0
Monitors, Physiologic | umec12 | Emergency | GND | mindray | Truemedical | KQ-8B018118 | 0 |  |  | 0
Electrocardiographs (ECG) | ELI230 | Emergency | GND | Mortara | Egyptomedical | 117220571415 | 0 |  |  | 0
Carts, Resuscitation | NC | Emergency | GND | NC | NC | NC | 0 |  |  | 0
Carts, Resuscitation | NC | Emergency | GND | NC | NC | CC-11 | 0 |  |  | 0
Scale, Adult | NC | Emergency | GND | ZT-120 | NC | NC | 0 |  |  | 0
Sphygmomanometer | NC | Emergency | GND | bokang | NC | NC | 0 |  |  | 0
View Boxes, X-Ray | NC | Emergency | GND | RILD | NC | NC | 0 |  |  | 0
Thermometers, Digital | Sure Temp PLUS | Emergency | GND | Welch Allyn | Delta | (21)17306758 | 0 |  |  | 0
Thermometers, Digital | Sure Temp PLUS | Emergency | GND | Welch Allyn | Delta | (21)17306771 | 0 |  |  | 0
Sphygmomanometer | Big Ben Round | Emergency | GND | Riester | elfatmia | 160345580 | 0 |  |  | 0
Stretcher, Patient | Sprint 100 | Emergency | GND | LINET | Life Care | 20200249256 | 5 | 2021-03-25 |  | 0
Sphygmomanometer | NC | Emergency | GND | ALPK2 | NC | NC | 0 |  |  | 0
Aspirator, Portable | 36 BR | Endoscopy | 9th | ASKIR | المكتب المصري للاستيراد | 2819 | 0 |  |  | 0
Electrosurgical Unit | Electrotom200 | Endoscopy | 9th | BERCHTOLD | scope medical | 1051004-D10040 | 0 |  | 2019-07-11 | 2 | July | January
Washer/Decontamination Units | 7680-V00 | Endoscopy | 9th | ENDO TECHNICK | scope medical | 1112 | 0 |  | 2019-07-11 | 2 | July | January
Washer/Decontamination Units | Washmaster | Endoscopy | 9th | ENDO TECHNICK | scope medical | 1664 | 0 |  | 2019-07-11 | 2 | July | January
Defibrillator, External, Manual | Cardioserv | Endoscopy | 9TH | GE | GE | 101143830 | 0 | 1905-06-30 | 2019-05-21 | 2 | May | November
Anaesthesia Units | Aspire | Endoscopy | 9th | GE | GE | ANCL00692 | 0 |  | 2019-07-11 | 2 | July | January
Monitors, Physiologic | Dash 4000 | Endoscopy | 9th | GE | GE | SBG06305674GA | 0 |  | 2019-07-11 | 2 | July | January
Aspirator, Surgical | EUROVAC H-40 | Endoscopy | 9th | HERSILL | المكتب الهندسي الصناعي المصري | 25131-24-013 | 0 |  | 2019-07-11 | 2 | July | January
Stretcher, Patient | NC | Endoscopy | 9th | NC | Elazaby | NC | 0 |  | 2019-07-11 | 2 | July | January
Colonscope | CF-H190L | Endoscopy | 9th | olympus | العلميه للمعدات الطبيه | 2144237 | 3 | 2021-06-07 |  | 0
Video Image Processors, Endoscopic, GIT | CV-190 | Endoscopy | 9th | olympus | العلميه للمعدات الطبيه | 7050760 | 3 | 2021-06-07 |  | 0
Endoscopic tower trolley | WM-NP2 | Endoscopy | 9th | olympus | العلميه للمعدات الطبيه | 2209962 | 3 | 2021-06-07 |  | 0
Pump, Irrigation, Endoscope | OFP-2 | Endoscopy | 9th | olympus | العلميه للمعدات الطبيه | 21986312 | 0 |  |  | 0
Duodenoscope (ERCP) | TJF-Q180V | Endoscopy | 9th | olympus | العلميه للمعدات الطبيه | 2134670 | 3 | 2021-06-07 |  | 0
gastroscope | GIF-H170 | Endoscopy | 9th | olympus | العلميه للمعدات الطبيه | 2133786 | 3 | 2021-06-07 |  | 0
gastroscope | GIF-HQ190 | Endoscopy | 9th | olympus | العلميه للمعدات الطبيه | 2066825 | 3 | 2021-06-07 |  | 0
Insufflators, Laparoscope | UCR | Endoscopy | 9th | olympus | العلميه للمعدات الطبيه | 7054683 | 3 |  |  | 0
Light Sources, Endoscopic, GIT | CLV-190 | Endoscopy | 9th | olympus | العلميه للمعدات الطبيه | 7000688 | 3 | 2021-06-07 |  | 0
Display, Colored, Endoscopic | LMD-2110MD 21 | Endoscopy | 9th | olympus | العلميه للمعدات الطبيه | 3503041-2 | 3 | 2021-06-07 |  | 0
Video Image Processors, Endoscopic, GIT | EPK-1000 | Endoscopy | 9th | Pentax | scope medical | EC012581 | 0 | 1905-07-09 | 2019-07-11 | 2 | July | January
Video Image Processors, Endoscopic, GIT | EPK-1000 | Endoscopy | 9th | Pentax | scope medical | EH015662 | 0 |  | 2019-07-11 | 2 | July | January
Bronchoscope | EB-1575 K | Endoscopy | 9th | Pentax | scope medical | NC | 0 | 1905-07-09 | 2019-07-11 | 2 | July | January
Colonscope | G121955 | Endoscopy | 9th | Pentax | scope medical | NC | 0 | 1905-07-09 | 2019-07-11 | 2 | July | January
Colonscope | EC-380 LKP | Endoscopy | 9th | Pentax | scope medical | 612955 | 0 | 1905-07-09 | 2019-07-11 | 2 | July | January
Duodenoscope (ERCP) | ED-3490 TK | Endoscopy | 9th | Pentax | scope medical | NC | 0 | 1905-07-09 | 2019-07-11 | 2 | July | January
gastroscope | EG-290 KP | Endoscopy | 9th | Pentax | scope medical | H127057 | 0 | 1905-07-09 | 2019-07-11 | 2 | July | January
gastroscope | EG-290 KP | Endoscopy | 9th | Pentax | scope medical | H127057 | 0 | 1905-07-09 | 2019-07-11 | 2 | July | January
Stretcher, Patient | NC | Endoscopy | 9th | pukang | Elazaby | NC | 0 |  | 2019-07-11 | 2 | July | January
Display, Colored, Endoscopic | LMD-2110MD | Endoscopy | 9th | Sony | scope medical | 3206155 | 0 | 1905-07-09 | 2019-07-11 | 2 | July | January
Electrosurgical Unit | TEKONTOM 80 | Endoscopy | 9th | Tekni-medical | scope medical | 256-07/15 | 0 |  | 2019-07-11 | 2 | July | January
Display, Colored, Endoscopic | 20V3XET | Endoscopy | 9th | Toshiba | العربي | NC | 0 |  | 2019-07-11 | 2 | July | January
Monitor, Vital Sign | spot | Endoscopy | 9th | Welch Allyn | Delta | 201629884 | 0 |  |  | 0
Bed, Patient, Electric | 405 | ICU (10) | 10th | Hill-Rom | Delta | Q236ME8927 | 0 |  | 2019-08-01 | 2 | August | February
Bed, Patient, Electric | ISMA7045-135 | ICU (10) | 10th | LINET | Life Care | 20120031768 | 0 | 2012-11-29 | 2019-07-11 | 2 | July | January
Bed, Patient, Electric | ISMT7045-300 | ICU (10) | 10th | LINET | Life care | 20100094051 | 0 |  |  | 0
Pump, Syringe | GH 800 | ICU (4) | 4th | Alaris | Kemet | 270057677 | 5 | 2021-06-22 | 2021-11-01 | 2 | November | May
Pump, Syringe | GH 800 | ICU (4) | 4th | Alaris | Kemet | 270059491 | 5 | 2021-06-22 | 2021-11-01 | 2 | November | May
Pump, Syringe | GH 800 | ICU (4) | 4th | Alaris | Kemet | 270057672 | 5 | 2021-06-22 | 2021-11-01 | 2 | November | May
Pump, Syringe | GH 800 | ICU (4) | 4th | Alaris | Kemet | 270059811 | 5 | 2021-06-22 | 2021-11-01 | 2 | November | May
Pump, Syringe | GH 800 | ICU (4) | 4th | Alaris | Kemet | 270059831 | 5 | 2021-06-22 | 2021-11-01 | 2 | November | May
Pump, Syringe | GH 800 | ICU (4) | 4th | Alaris | Kemet | 270060003 | 5 | 2021-06-22 | 2021-11-01 | 2 | November | May
Pump, Syringe | GH 800 | ICU (4) | 4th | Alaris | Kemet | 270057620 | 5 | 2021-06-22 | 2021-11-01 | 2 | November | May
Pump, Syringe | GH 800 | ICU (4) | 4th | Alaris | Kemet | 270059868 | 5 | 2021-06-22 | 2021-11-01 | 2 | November | May
Pump, Syringe | GH 800 | ICU (4) | 4th | Alaris | Kemet | 270057681 | 5 | 2021-06-22 | 2021-11-01 | 2 | November | May
Pump, Syringe | GH 800 | ICU (4) | 4th | Alaris | Kemet | 270057675 | 5 | 2021-06-22 | 2021-11-01 | 2 | November | May
Pump, Syringe | GH 800 | ICU (4) | 4th | Alaris | Kemet | 270058072 | 5 | 2021-06-22 | 2021-11-01 | 2 | November | May
Pump, Syringe | GH 800 | ICU (4) | 4th | Alaris | Kemet | 270057611 | 5 | 2021-06-22 | 2021-11-01 | 2 | November | May
Pump, Syringe | GH 800 | ICU (4) | 4th | Alaris | Kemet | 270057601 | 5 | 2021-06-22 | 2021-11-01 | 2 | November | May
Pump, Syringe | GH 800 | ICU (4) | 4th | Alaris | Kemet | 270059488 | 5 | 2021-06-22 | 2021-11-01 | 2 | November | May
Pump, Syringe | GH 800 | ICU (4) | 4th | Alaris | Kemet | 270057659 | 5 | 2021-06-22 | 2021-11-01 | 2 | November | May
Pump, Syringe | GH 800 | ICU (4) | 4th | Alaris | Kemet | 270057671 | 5 | 2021-06-22 | 2021-11-01 | 2 | November | May
Pump, Syringe | GH 800 | ICU (4) | 4th | Alaris | Kemet | 270057603 | 5 | 2021-06-22 | 2021-11-01 | 2 | November | May
Pump, Syringe | GH 800 | ICU (4) | 4th | Alaris | Kemet | 270059512 | 5 | 2021-06-22 | 2021-11-01 | 2 | November | May
Pump, Syringe | GH 800 | ICU (4) | 4th | Alaris | Kemet | 270057670 | 5 | 2021-06-22 | 2021-11-01 | 2 | November | May
Pump, Syringe | GH 800 | ICU (4) | 4th | Alaris | Kemet | 270059901 | 5 | 2021-06-22 | 2021-11-01 | 2 | November | May
Pump, Syringe | GH 800 | ICU (4) | 4th | Alaris | Kemet | 270057628 | 5 | 2021-06-22 | 2021-11-01 | 2 | November | May
Pump, Syringe | GH 800 | ICU (4) | 4th | Alaris | Kemet | 270059933 | 5 | 2021-06-22 | 2021-11-01 | 2 | November | May
Pump, Syringe | GH 800 | ICU (4) | 4th | Alaris | Kemet | 270059984 | 5 | 2021-06-22 | 2021-11-01 | 2 | November | May
Pump, Syringe | GH 800 | ICU (4) | 4th | Alaris | Kemet | 270059869 | 5 | 2021-06-22 | 2021-11-01 | 2 | November | May
Pump, Syringe | GH 800 | ICU (4) | 4th | Alaris | Kemet | 270057658 | 5 | 2021-06-22 | 2021-11-01 | 2 | November | May
Pump, Syringe | GH 800 | ICU (4) | 4th | Alaris | Kemet | 270059799 | 5 | 2021-06-22 | 2021-11-01 | 2 | November | May
Pump, Syringe | GH 800 | ICU (4) | 4th | Alaris | Kemet | 270057600 | 5 | 2021-06-22 | 2021-11-01 | 2 | November | May
Pump, Syringe | GH 800 | ICU (4) | 4th | Alaris | Kemet | 270057594 | 5 | 2021-06-22 | 2021-11-01 | 2 | November | May
Pump, Syringe | GH 800 | ICU (4) | 4th | Alaris | Kemet | 270057667 | 5 | 2021-06-22 | 2021-11-01 | 2 | November | May
Pump, Syringe | GH 800 | ICU (4) | 4th | Alaris | Kemet | 270057666 | 5 | 2021-06-22 | 2021-11-01 | 2 | November | May
Pump, Syringe | GH 800 | ICU (4) | 4th | Alaris | Kemet | 270057665 | 5 | 2021-06-22 | 2021-11-01 | 2 | November | May
Pump, Syringe | GH 800 | ICU (4) | 4th | Alaris | Kemet | 270057663 | 5 | 2021-06-22 | 2021-11-01 | 2 | November | May
Pump, Syringe | GH 800 | ICU (4) | 4th | Alaris | Kemet | 270059911 | 5 | 2021-06-22 | 2021-11-01 | 2 | November | May
Pump, Syringe | GH 800 | ICU (4) | 4th | Alaris | Kemet | 270057599 | 5 | 2021-06-22 | 2021-11-01 | 2 | November | May
Pump, Syringe | GH 800 | ICU (4) | 4th | Alaris | Kemet | 270059837 | 5 | 2021-06-22 | 2021-11-01 | 2 | November | May
Pump, Infusion | GW 800 | ICU (4) | 4th | Alaris | Kemet | 800015547 | 5 | 2021-06-22 | 2021-11-01 | 2 | November | May
Pump, Infusion | GW 800 | ICU (4) | 4th | Alaris | Kemet | 800002839 | 5 | 2021-06-22 | 2021-11-01 | 2 | November | May
Pump, Infusion | GW 800 | ICU (4) | 4th | Alaris | Kemet | 800015562 | 5 | 2021-06-22 | 2021-11-01 | 2 | November | May
Pump, Infusion | GW 800 | ICU (4) | 4th | Alaris | Kemet | 800015531 | 5 | 2021-06-22 | 2021-11-01 | 2 | November | May
Pump, Infusion | GW 800 | ICU (4) | 4th | Alaris | Kemet | 800015576 | 5 | 2021-06-22 | 2021-11-01 | 2 | November | May
Pump, Infusion | GW 800 | ICU (4) | 4th | Alaris | Kemet | 800015549 | 5 | 2021-06-22 | 2021-11-01 | 2 | November | May
Pump, Infusion | GW 800 | ICU (4) | 4th | Alaris | Kemet | 800015539 | 5 | 2021-06-22 | 2021-11-01 | 2 | November | May
Pump, Infusion | GW 800 | ICU (4) | 4th | Alaris | Kemet | 800014639 | 5 | 2021-06-22 | 2021-11-01 | 2 | November | May
Pump, Infusion | GW 800 | ICU (4) | 4th | Alaris | Kemet | 800015537 | 5 | 2021-06-22 | 2021-11-01 | 2 | November | May
Pump, Infusion | GW 800 | ICU (4) | 4th | Alaris | Kemet | 800015559 | 5 | 2021-06-22 | 2021-11-01 | 2 | November | May
Pump, Infusion | GW 800 | ICU (4) | 4th | Alaris | Kemet | 800015600 | 5 | 2021-06-22 | 2021-11-01 | 2 | November | May
Pump, Infusion | GW 800 | ICU (4) | 4th | Alaris | Kemet | 800015552 | 5 | 2021-06-22 | 2021-11-01 | 2 | November | May
Pump, Infusion | GW 800 | ICU (4) | 4th | Alaris | Kemet | 800015565 | 5 | 2021-06-22 | 2021-11-01 | 2 | November | May
Pump, Infusion | GW 800 | ICU (4) | 4th | Alaris | Kemet | 800015586 | 5 | 2021-06-22 | 2021-11-01 | 2 | November | May
Pump, Infusion | GW 800 | ICU (4) | 4th | Alaris | Kemet | 800014580 | 5 | 2021-06-22 | 2021-11-01 | 2 | November | May
Pump, Infusion | GW 800 | ICU (4) | 4th | Alaris | Kemet | 800015545 | 5 | 2021-06-22 | 2021-11-01 | 2 | November | May
Pump, Infusion | GW 800 | ICU (4) | 4th | Alaris | Kemet | 800015553 | 5 | 2021-06-22 | 2021-11-01 | 2 | November | May
Pump, Infusion | GW 800 | ICU (4) | 4th | Alaris | Kemet | 800015593 | 5 | 2021-06-22 | 2021-11-01 | 2 | November | May
Pump, Infusion | GW 800 | ICU (4) | 4th | Alaris | Kemet | 800015535 | 5 | 2021-06-22 | 2021-11-01 | 2 | November | May
Pump, Infusion | GW 800 | ICU (4) | 4th | Alaris | Kemet | 800015528 | 5 | 2021-06-22 | 2021-11-01 | 2 | November | May
Pump, Infusion | GW 800 | ICU (4) | 4th | Alaris | Kemet | 800015536 | 5 | 2021-06-22 | 2021-11-01 | 2 | November | May
Pump, Infusion | GW 800 | ICU (4) | 4th | Alaris | Kemet | 800015541 | 5 | 2021-06-22 | 2021-11-01 | 2 | November | May
Pump, Infusion | GW 800 | ICU (4) | 4th | Alaris | Kemet | 800015544 | 5 | 2021-06-22 | 2021-11-01 | 2 | November | May
Pump, Infusion | GW 800 | ICU (4) | 4th | Alaris | Kemet | 800015594 | 5 | 2021-06-22 | 2021-11-01 | 2 | November | May
Pump, Compression (DVT) | Flowtron ACS900 | ICU (4) | 4th | ArjoHuntleigh AB | Kemet | 2000028923 | 1 | 2021-07-05 | 2021-08-01 | 1 | August
Pump, Compression (DVT) | Flowtron ACS900 | ICU (4) | 4th | ArjoHuntleigh AB | Kemet | 2100031637 | 1 | 2021-08-21 | 2021-08-01 | 1 | August
Aspirator, Portable | C161 | ICU (4) | 4th | Atmos | EGMED | 050024070 | 0 |  |  | 0
Pump, Syringe | S - 1235 | ICU (4) | 4th | atom | المكتب الهندسي الصناعي المصري | 2066539 | 0 | 2011-01-05 |  | 0
Carts, Medication | AC medication cart | ICU (4) | 4th | Capsa | Technowave | ACS1017262 | 0 | 2021-06-22 | 2021-12-01 | 1 | December
Carts, Medication | AC medication cart | ICU (4) | 4th | Capsa | Technowave | ACS1017268 | 0 | 2021-06-22 | 2021-12-01 | 1 | December
Ventilators, Intensive Care, Adult / Pediatrics | Evita v300 | ICU (4) | 4th | Drager | life care | ASKB-0218 | 0 |  | 2021-09-01 | 2 | September | March
Ventilators, Intensive Care, Adult / Pediatrics | Savina300 | ICU (4) | 4th | Drager | life care | AFSLl-0165 | 5 | 2015-03-01 | 2021-09-01 | 2 | September | March
Ventilators, Intensive Care, Adult / Pediatrics | infinity c300 | ICU (4) | 4th | Drager | life care | ASKB-0575 | 3 | 2017-05-01 | 2021-09-01 | 2 | September | March
Ventilators, Intensive Care, Adult / Pediatrics | Savina300 | ICU (4) | 4th | Drager | life care | ASFL-0177 | 5 | 2015-03-01 | 2021-09-01 | 2 | September | March
Ventilators, Intensive Care, Adult / Pediatrics | Savina300 | ICU (4) | 4th | Drager | life care | AFSL-o154 | 5 | 2015-03-01 | 2021-09-01 | 2 | September | March
Ventilators, Intensive Care, Adult / Pediatrics | Savina300 | ICU (4) | 4th | Drager | life care | ASFL-0304 | 0 |  | 2021-09-01 | 2 | September | March
Ventilators, Intensive Care, Adult / Pediatrics | Savina300 | ICU (4) | 4th | Drager | life care | ASFL-0293 | 0 |  | 2021-09-01 | 2 | September | March
Ventilators, Intensive Care, Adult / Pediatrics | Savina300 | ICU (4) | 4th | Drager | life care | ASFL-0176 | 0 |  | 2021-09-01 | 2 | September | March
Nebulizer | W003 | ICU (4) | 4th | Folee | NC | 1812559530035 | 1 | 2021-07-05 | 2021-07-05 | 1 | July
Nebulizer | W003 | ICU (4) | 4th | Folee | NC | 1812559530377 | 1 | 2021-07-05 | 2021-07-05 | 1 | July
Nebulizer | W003 | ICU (4) | 4th | Folee | NC | 1812559530106 | 1 | 2021-07-05 | 2021-07-05 | 1 | July
Nebulizer | W003 | ICU (4) | 4th | Folee | NC | 1812559530215 | 1 | 2021-07-05 | 2021-07-05 | 1 | July
Hemodaylsis Machine | AK98 | ICU (4) | 4th | GABRO / BAXTER | El Masrya Medical | 51712 | 3 | 2020-12-27 | 2021-08-01 | 4 | August | November | February | May
Hemodaylsis Machine | Artis | ICU (4) | 4th | GABRO / BAXTER | El Masrya Medical | FX029815 | 3 | 2020-12-27 | 2021-08-01 | 4 | August | November | February | May
Ventilators, Intensive Care, Adult / Pediatrics | CARE SCAPE R860 - E-MINIC-00 | ICU (4) | 4th | GE | GE | CBRY02155 - 8528334 | 3 | 2019-09-26 | 2021-09-01 | 2 | September | March
Ventilators, Intensive Care, Adult / Pediatrics | CARE SCAPE R860 - E-MINIC-00 | ICU (4) | 4th | GE | GE | CBRY02218 - 8528357 | 3 | 2019-09-26 | 2021-09-01 | 2 | September | March
Ventilators, Intensive Care, Adult / Pediatrics | CARE SCAPE R860 - E-MINIC-00 | ICU (4) | 4th | GE | GE | CBRY02157 - 8528358 | 3 | 2019-09-26 | 2021-09-01 | 2 | September | March
Monitors, Physiologic | Carescope B650 | ICU (4) | 4th | GE | GE | SQC20410038HA | 0 | 2021-07-05 | 2021-09-01 | 2 | September | March
Monitors, Physiologic | Carescope B650 | ICU (4) | 4th | GE | GE | SQC20410041HA | 0 | 2021-07-05 | 2021-09-01 | 2 | September | March
Monitors, Physiologic | Carescope B650 | ICU (4) | 4th | GE | GE | SQC20420005HA | 0 | 2021-07-05 | 2021-09-01 | 2 | September | March
Monitors, Physiologic | Carescope B650 | ICU (4) | 4th | GE | GE | SQC20410040HA | 0 | 2021-07-05 | 2021-09-01 | 2 | September | March
Monitors, Physiologic | Carescope B650 | ICU (4) | 4th | GE | GE | SQC20420001HA | 0 | 2021-07-05 | 2021-09-01 | 2 | September | March
Monitors, Physiologic | Carescope B650 | ICU (4) | 4th | GE | GE | SQC20420004HA | 0 | 2021-07-05 | 2021-09-01 | 2 | September | March
Monitors, Physiologic | Carescope B650 | ICU (4) | 4th | GE | GE | SQC20420010HA | 0 | 2021-07-05 | 2021-09-01 | 2 | September | March
Monitors, Physiologic | Carescope B650 | ICU (4) | 4th | GE | GE | SQC20420006HA | 0 | 2021-07-05 | 2021-09-01 | 2 | September | March
Monitors, Physiologic | Carescope B650 | ICU (4) | 4th | GE | GE | SQC20420002HA | 0 | 2021-07-05 | 2021-09-01 | 2 | September | March
Monitors, Physiologic | Carescope B650 | ICU (4) | 4th | GE | GE | SQC20420003HA | 0 | 2021-07-05 | 2021-09-01 | 2 | September | March
Monitors, Physiologic | Carescope B650 | ICU (4) | 4th | GE | GE | SQC20320053HA | 0 | 2021-07-05 | 2021-09-01 | 2 | September | March
Monitors, Physiologic | Carescope B650 | ICU (4) | 4th | GE | GE | SQC20320056HA | 0 | 2021-07-05 | 2021-09-01 | 2 | September | March
Monitors, Physiologic | Carescope B650 | ICU (4) | 4th | GE | GE | SQC20320066HA | 0 | 2021-07-05 | 2021-09-01 | 2 | September | March
Monitors, Physiologic | Carescope B650 | ICU (4) | 4th | GE | GE | SQC20320067HA | 0 | 2021-07-05 | 2021-09-01 | 2 | September | March
Monitors, Physiologic | Carescope B650 | ICU (4) | 4th | GE | GE | SQC20320058HA | 0 | 2021-07-05 | 2021-09-01 | 2 | September | March
Monitors, Physiologic | Carescope B650 | ICU (4) | 4th | GE | GE | SQC20320057HA | 0 | 2021-07-05 | 2021-09-01 | 2 | September | March
Monitors, Physiologic | Carescope B650 | ICU (4) | 4th | GE | GE | SQC20320049HA | 0 | 2021-07-05 | 2021-09-01 | 2 | September | March
Monitors, Physiologic | Carescope B650 | ICU (4) | 4th | GE | GE | SQC20420007HA | 0 | 2021-07-05 | 2021-09-01 | 2 | September | March
Monitors, Physiologic | Carescope B650 | ICU (4) | 4th | GE | GE | SQC20410037HA | 0 | 2021-07-05 | 2021-09-01 | 2 | September | March
Monitors, Physiologic | Carescope B650 | ICU (4) | 4th | GE | GE | SQC20410042HA | 0 | 2021-07-05 | 2021-09-01 | 2 | September | March
Monitors, Physiologic | Carescope B650 | ICU (4) | 4th | GE | GE | SQC20410043HA | 0 | 2021-07-05 | 2021-09-01 | 2 | September | March
Monitors, Physiologic | Carescope B650 | ICU (4) | 4th | GE | GE | SQC20420008HA | 0 | 2021-07-05 | 2021-09-01 | 2 | September | March
Ventilators, Intensive Care, Adult / Pediatrics | CARE SCAPE R860 - E-MINIC-00 | ICU (4) | 4th | GE | GE | CBRY02162 - 8528339 | 3 | 2019-09-26 | 2021-09-01 | 2 | September | March
Ventilators, Intensive Care, Adult / Pediatrics | CARE SCAPE R860 - E-MINIC-00 | ICU (4) | 4th | GE | GE | CBRY02132 - 8529071 | 3 | 2019-11-28 | 2021-09-01 | 2 | September | March
Monitors, Physiologic | Carescope B650 | ICU (4) | 4th | GE | GE | SQC20420009HA | 2 | 2021-07-05 | 2021-09-01 | 2 | September | March
Monitors, Physiologic | Carescope B650 | ICU (4) | 4th | GE | GE | SQC20320068HA | 2 | 2021-07-05 | 2021-09-01 | 2 | September | March
Aspirator, Surgical | EUROVAC H-40 | ICU (4) | 4th | HERSILL | المكتب الهندسي الصناعي المصري | 535480013 | 1 | 2021-07-14 | 2021-07-01 | 1 | July
Aspirator, Surgical | EUROVAC H-40 | ICU (4) | 4th | HERSILL | المكتب الهندسي الصناعي المصري | 535480018 | 1 | 2021-07-14 | 2021-07-01 | 1 | July
Aspirator, Surgical | EUROVAC H-40 | ICU (4) | 4th | HERSILL | المكتب الهندسي الصناعي المصري | 535480025 | 1 | 2021-07-14 | 2021-07-01 | 1 | July
Aspirator, Surgical | EUROVAC H-40 | ICU (4) | 4th | HERSILL | المكتب الهندسي الصناعي المصري | 535480050 | 1 | 2021-07-14 | 2021-07-01 | 1 | July
Aspirator, Surgical | EUROVAC H-40 | ICU (4) | 4th | HERSILL | المكتب الهندسي الصناعي المصري | 535480053 | 1 | 2021-07-14 | 2021-07-01 | 1 | July
Aspirator, Surgical | EUROVAC H-40 | ICU (4) | 4th | HERSILL | المكتب الهندسي الصناعي المصري | 535480016 | 1 | 2021-07-14 | 2021-07-01 | 1 | July
Aspirator, Surgical | EUROVAC H-40 | ICU (4) | 4th | HERSILL | المكتب الهندسي الصناعي المصري | 535480019 | 1 | 2021-07-14 | 2021-07-01 | 1 | July
Aspirator, Surgical | EUROVAC H-40 | ICU (4) | 4th | HERSILL | المكتب الهندسي الصناعي المصري | 535480054 | 1 | 2021-07-14 | 2021-07-01 | 1 | July
Aspirator, Portable | V7 AC | ICU (4) | 4th | Hersill | servomed | NC | 1 | 2021-07-01 |  | 1
Aspirator, Portable | V7 AC | ICU (4) | 4th | Hersill | servomed | NC | 1 | 2021-07-01 |  | 1
Bed, Patient, Electric | ISMA7045-135 | ICU (4) | 4th | LINET | Life care | 20100094053 | 0 |  | 2021-08-01 | 1 | August
Bed, Patient, Electric | ISMA7045-135 | ICU (4) | 4th | LINET | Life Care | 20120067294 | 0 |  | 2021-08-01 | 1 | August
Bed, Patient, Electric | ISMA7045-135 | ICU (4) | 4th | LINET | Life Care | 20120067320 | 0 | 2012-11-29 | 2021-08-01 | 1 | August
Bed, Patient, Electric | ISMA7045-135 | ICU (4) | 4th | LINET | Life care | 20100118643 | 0 |  | 2021-08-01 | 1 | August
Bed, Patient, Electric | ISMA7045-135 | ICU (4) | 4th | LINET | Life care | 20120155420 | 0 |  | 2021-08-01 | 1 | August
Bed, Patient, Electric | ISMT7045-300 | ICU (4) | 4th | LINET | Life Care | 20100094057 | 0 |  | 2021-08-01 | 1 | August
Bed, Patient, Electric | ISMT7045-300 | ICU (4) | 4th | LINET | Life care | 20100094069 | 0 |  | 2021-08-01 | 1 | August
Bed, Patient, Electric | ISMT7045-300 | ICU (4) | 4th | LINET | Life Care | 20110082702 | 0 |  | 2021-08-01 | 1 | August
Bed, Patient, Electric | SMART | ICU (4) | 4th | LINET | Life care | 2010018655 | 0 | 2013-05-29 | 2021-08-01 | 1 | August
Bed, Patient, Electric | SMART | ICU (4) | 4th | LINET | Life care | 20100094056 | 0 |  | 2021-08-01 | 1 | August
Bed, Patient, Electric | SMART | ICU (4) | 4th | LINET | Life Care | 20100094063 | 0 |  | 2021-08-01 | 1 | August
Bed, Patient, Electric | SMART | ICU (4) | 4th | LINET | Life Care | 20120031765 | 0 |  | 2021-08-01 | 1 | August
Bed, Patient, Electric | SMART | ICU (4) | 4th | LINET | Life Care | 20120031766 | 0 |  | 2021-08-01 | 1 | August
Bed, Patient, Electric | SMART | ICU (4) | 4th | LINET | Life care | 20120031784 | 0 | 2013-05-29 | 2021-08-01 | 1 | August
Bed, Patient, Electric | SMART | ICU (4) | 4th | LINET | Life care | 20120031790 | 0 | 2013-05-29 | 2021-08-01 | 1 | August
Bed, Patient, Electric | SMART | ICU (4) | 4th | LINET | Life care | 20120067297 | 0 |  | 2021-08-01 | 1 | August
Bed, Patient, Electric | SMART | ICU (4) | 4th | LINET | Life care | 20120067323 | 0 |  | 2021-08-01 | 1 | August
Bed, Patient, Electric | SMART | ICU (4) | 4th | LINET | Life care | 20120067324 | 0 |  | 2021-08-01 | 1 | August
Bed, Patient, Electric | SMART | ICU (4) | 4th | LINET | Life care | 20120067325 | 0 |  | 2021-08-01 | 1 | August
Bed, Patient, Electric | SMART | ICU (4) | 4th | LINET | Life care | 20120067336 | 0 |  | 2021-08-01 | 1 | August
Bed, Patient, Electric | SMART | ICU (4) | 4th | LINET | Life care | 20120155446 | 0 |  | 2021-08-01 | 1 | August
Bed, Patient, Electric | SMART | ICU (4) | 4th | LINET | Life care | 20120155447 | 0 |  | 2021-08-01 | 1 | August
Bed, Patient, Electric | SMART | ICU (4) | 4th | LINET | Life care | 20120155448 | 0 | 2013-05-29 | 2021-08-01 | 1 | August
Bed, Patient, Electric | SMART | ICU (4) | 4th | LINET | Life care | 20100044501 | 0 |  | 2021-08-01 | 1 | August
Stretcher, Patient | Sprint 100 | ICU (4) | 4th | LINET | Life Care | 20200246142 | 5 | 2021-07-05 |  | 0
Stretcher, Patient | Sprint 100 | ICU (4) | 4th | LINET | Life Care | 20200249257 | 5 | 2021-07-05 |  | 0
Electrocardiographs (ECG) | Beanheart R12 | ICU (4) | 4th | Mindray | Truemedical | FN-04020844 | 3 | 2021-06-22 | 2021-08-01 | 2 | August | February
Electrocardiographs (ECG) | Beanheart R12 | ICU (4) | 4th | Mindray | Truemedical | FN-04020838 | 3 | 2021-06-22 | 2021-08-01 | 2 | August | February
Defibrillator, External, Manual | beneheart D6 | ICU (4) | 4th | mindray | Truemedical | Dz-91003323 | 0 |  | 2021-08-01 | 4 | August | November | February | May
Carts, Resuscitation | CFS | ICU (4) | 10th | NC | NC |  | 0 |  |  | 0
Carts, Resuscitation | NC | ICU (4) | 4th | NC | Truemedical | NC | 1 | 2021-07-05 |  | 0
Carts, Resuscitation | NC | ICU (4) | 4th | NC | Truemedical | NC | 1 | 2021-07-05 |  | 0
Defibrillator, External, Manual | TEC-5621 | ICU (4) | 4th | Nihon Koden | Cairo medical | 05307 | 2 | 2021-06-22 | 2021-08-01 | 4 | August | November | February | May
Defibrillator, External, Manual | TEC-5621 | ICU (4) | 4th | Nihon Koden | Cairo medical | 05281 | 2 | 2021-06-22 | 2021-08-01 | 4 | August | November | February | May
Scale, Adult | 786 | ICU (4) | 4th | SECA | Middle East | 5755037071556 | 1 | 2021-06-22 | 2021-06-01 | 1 | June
Scale, Adult | 786 | ICU (4) | 4th | SECA | Middle East | 5755037071561 | 1 | 2021-06-22 | 2021-06-01 | 1 | June
Radiographic Unit, Mobile (X Ray) | mux-10 | ICU (4) | 4th | shimadzu | Cairo medical | 75413 | 0 |  |  | 0
View Boxes, X-Ray | 2-film LED | ICU (4) | 4th | TAILP | NC | NC | 1 | 2021-07-05 | 2021-12-01 | 1 | December
View Boxes, X-Ray | 2-film LED | ICU (4) | 4th | TAILP | NC | NC | 1 | 2021-07-05 | 2021-12-01 | 1 | December
Mattresses, Bed, Air | C-501B | ICU (4) | 4th | YHMED | MEDAL Egypt | 302 | 1 | 2021-06-24 | 2021-08-01 | 1 | August
Mattresses, Bed, Air | C-501B | ICU (4) | 4th | YHMED | MEDAL Egypt | 303 | 1 | 2021-06-24 | 2021-08-01 | 1 | August
Mattresses, Bed, Air | C-501B | ICU (4) | 4th | YHMED | MEDAL Egypt | 304 | 1 | 2021-06-24 | 2021-08-01 | 1 | August
Mattresses, Bed, Air | C-501B | ICU (4) | 4th | YHMED | MEDAL Egypt | 305 | 1 | 2021-06-24 | 2021-08-01 | 1 | August
Mattresses, Bed, Air | C-501B | ICU (4) | 4th | YHMED | MEDAL Egypt | 306 | 1 | 2021-06-24 | 2021-08-01 | 1 | August
Mattresses, Bed, Air | C-501B | ICU (4) | 4th | YHMED | MEDAL Egypt | 307 | 1 | 2021-06-24 | 2021-08-01 | 1 | August
Mattresses, Bed, Air | C-501B | ICU (4) | 4th | YHMED | MEDAL Egypt | 308 | 1 | 2021-06-24 | 2021-08-01 | 1 | August
Mattresses, Bed, Air | C-501B | ICU (4) | 4th | YHMED | MEDAL Egypt | 309 | 1 | 2021-06-24 | 2021-08-01 | 1 | August
Mattresses, Bed, Air | C-501B | ICU (4) | 4th | YHMED | MEDAL Egypt | 310 | 1 | 2021-06-24 | 2021-08-01 | 1 | August
Mattresses, Bed, Air | C-501B | ICU (4) | 4th | YHMED | MEDAL Egypt | 311 | 1 | 2021-06-24 | 2021-08-01 | 1 | August
Mattresses, Bed, Air | C-501B | ICU (4) | 4th | YHMED | MEDAL Egypt | 312 | 1 | 2021-06-24 | 2021-08-01 | 1 | August
Mattresses, Bed, Air | C-501B | ICU (4) | 4th | YHMED | MEDAL Egypt | 313 | 1 | 2021-06-24 | 2021-08-01 | 1 | August
Mattresses, Bed, Air | C-501B | ICU (4) | 4th | YHMED | MEDAL Egypt | 314 | 1 | 2021-06-24 | 2021-08-01 | 1 | August
Mattresses, Bed, Air | C-501B | ICU (4) | 4th | YHMED | MEDAL Egypt | 315 | 1 | 2021-06-24 | 2021-08-01 | 1 | August
Mattresses, Bed, Air | C-501B | ICU (4) | 4th | YHMED | MEDAL Egypt | 316 | 1 | 2021-06-24 | 2021-08-01 | 1 | August
Mattresses, Bed, Air | C-501B | ICU (4) | 4th | YHMED | MEDAL Egypt | 317 | 1 | 2021-06-24 | 2021-08-01 | 1 | August
Mattresses, Bed, Air | C-501B | ICU (4) | 4th | YHMED | MEDAL Egypt | 318 | 1 | 2021-06-24 | 2021-08-01 | 1 | August
Mattresses, Bed, Air | C-501B | ICU (4) | 4th | YHMED | MEDAL Egypt | 319 | 1 | 2021-06-24 | 2021-08-01 | 1 | August
Mattresses, Bed, Air | C-501B | ICU (4) | 4th | YHMED | MEDAL Egypt | 320 | 1 | 2021-06-24 | 2021-08-01 | 1 | August
Mattresses, Bed, Air | C-501B | ICU (4) | 4th | YHMED | MEDAL Egypt | 321 | 1 | 2021-06-24 | 2021-08-01 | 1 | August
Mattresses, Bed, Air | C-501B | ICU (4) | 4th | YHMED | MEDAL Egypt | 322 | 1 | 2021-06-24 | 2021-08-01 | 1 | August
Mattresses, Bed, Air | C-501B | ICU (4) | 4th | YHMED | MEDAL Egypt | 323 | 1 | 2021-06-24 | 2021-08-01 | 1 | August
Mattresses, Bed, Air | C-501B | ICU (4) | 4th | YHMED | MEDAL Egypt | 324 | 1 | 2021-06-24 | 2021-08-01 | 1 | August
Mattresses, Bed, Air | C-501B | ICU (4) | 4th | YHMED | MEDAL Egypt | 325 | 1 | 2021-06-24 | 2021-08-01 | 1 | August
Defibrillator, External, Manual | M-series | ICU (4) | 10th | zoll | Life care | T13D131797 | 0 |  | 2019-07-01 | 2 | July | January
Ventilators, Intensive Care, Adult / Pediatrics | CARE SCAPE R860 | ICU (4) | 4th | GE | GE |  | 0 |  |  | 0
Ventilators, Intensive Care, Adult / Pediatrics | CARE SCAPE R860 | ICU (4) | 4th | GE | GE |  | 0 |  |  | 0
Ventilators, Intensive Care, Adult / Pediatrics | CARE SCAPE R860 | ICU (4) | 4th | GE | GE |  | 0 |  |  | 0
Pump, Infusion | GW 800 | ICU (4) | 4th | Alaris | Kemet | 800015533 | 5 | 2021-06-22 |  | 0
Pump, Infusion | GW 800 | ICU (4) | 4th | Alaris | Kemet | 800015538 | 5 | 2021-06-22 |  | 0
Pump, Infusion | GW 800 | ICU (4) | 4th | Alaris | Kemet | 800015563 | 5 | 2021-06-22 |  | 0
Bed, Patient, Electric | P750 | Intermediate ICU | 6th | Hill-Rom | Delta | P252CC1987 | 0 |  |  | 0
Bed, Patient, Electric | ISMA7045-135 | Intermediate ICU | 6th | LINET | Life Care | 20120067338 | 0 |  | 2019-10-01 | 2 | October | April
Electrocardiographs (ECG) | FX-8222 | Isolation ICU | 2nd | Fukuda | elfatmia | 50001831 | 0 |  |  | 0
Pump, Infusion | P-600 | Isolation ICU | 2nd | ATOM | المكتب الهندسي الصناعي المصري | 2260434 | 0 |  | 2019-07-01 | 2 | July | January
Ventilators, Intensive Care, Adult / Pediatrics | savina 300 | Isolation ICU | 2nd | drager | Life Care | ASFL-0303 | 5 | 13-03-2015 | 2021-09-01 | 2 | September | March
Pump, Syringe | agilia IS | Isolation ICU | 2nd | fresenius | EGMED | 23379514 | 0 |  | 2019-06-01 | 2 | June | December
Pump, Syringe | agilia SP | Isolation ICU | 2nd | fresenius | EGMED | 24246804 | 3 | 2019-11-19 | 2019-07-01 | 2 | July | January
Pump, Syringe | agilia IS | Isolation ICU | 2nd | Fresenius | EGMED | 23678759 | 0 |  |  | 0
Pump, Syringe | agilia IS | Isolation ICU | 2nd | Fresenius | EGMED | 23678764 | 0 |  |  | 0
Pump, Syringe | agilia IS | Isolation ICU | 2nd | Fresenius | EGMED | 23461045 | 0 |  |  | 0
Bed, Patient, Electric | ISMT7045-300 | Isolation ICU | 2nd | LINET | Life care | 20100094055 | 0 |  | 2019-10-01 | 2 | October | April
Bed, Patient, Electric | SMART | Isolation ICU | 2nd | LINET | Life Care | 20120067298 | 0 |  | 2019-08-11 | 2 | August | February
Bed, Patient, Electric | ISMA7045-135 | Isolation ICU | 2nd | LINET | Life care | 20120031767 | 0 |  | 2019-08-01 | 2 | August | February
Bed, Patient, Electric | ISMA7045-135 | Isolation ICU | 2nd | LINET | Life Care | 20120067295 | 0 |  | 2019-07-01 | 2 | July | January
Monitors, Physiologic | umec12 | Isolation ICU | 2nd | mindray | Truemedical | KQ-83010086 | 0 |  |  | 0
Monitors, Physiologic | umec12 | Isolation ICU | 2nd | mindray | Truemedical | KQ-83010079 | 0 |  |  | 0
Monitors, Physiologic | iPM12 | Isolation ICU | 2nd | mindray | Technowave | FH-78030396 | 0 |  | 2019-04-01 | 2 | April | October
Analyzers, Laboratory, hormones | i1000sr5418 | Laboratory | 1st | architect plus | BM-Egypt | 54816 | 0 |  | 2019-04-21 | 2 | April | October
Analyzers, Laboratory, Blood Culture | Bactec5090 | Laboratory | 1st | BD | KEMET | NP7948 | 0 |  | 2019-04-21 | 2 | April | October
Analyzers, Point of Care, Blood Gas/Electrolyte | b221 | Laboratory | 1st | COBAS | ROCHE | 24474 | 0 |  | 2019-04-21 | 2 | April | October
Analyzers, Laboratory, hormones | E411 | Laboratory | 1st | COBAS | ROCHE | 510002 | 0 |  | 2019-04-21 | 2 | April | October
Analyzers, Laboratory, hormones | integra400+ | Laboratory | 1st | COBAS | ROCHE | 16G2-15 | 0 |  | 2019-04-21 | 2 | April | October
Analyzers, Laboratory, hormones | integra400+ | Laboratory | 1st | COBAS | ROCHE | 500587 | 0 |  | 2019-04-21 | 2 | April | October
Analyzers, Point of Care, Blood Gas/Electrolyte | 5700 | Laboratory | 1st | GEM 3000 | international co | 15695 | 0 |  | 2019-04-21 | 2 | April | October
Analyzers, Point of Care, Blood Gas/Electrolyte | 5700 | Laboratory | 1st | gem 3000 | international co | 30661 | 0 |  | 2019-04-21 | 2 | April | October
Centrifuge, Table Top | Z206A | Laboratory | 1st | hermle | ultravision | 60170481 | 0 |  | 2019-04-21 | 2 | April | October
Centrifuge, Table Top | Z306A | Laboratory | 1st | hermle | ultravision | 76170067 | 0 |  | 2019-04-21 | 2 | April | October
Centrifuge, Table Top | rotofix32a | Laboratory | 1st | hettch | 1 | 5746 | 0 |  | 2019-04-21 | 2 | April | October
Analyzers, Point of Care, Electrolyte | EX-D | Laboratory | 1st | Jakoh | future horizans scientific | Jea15060160 | 0 |  |  | 0
Analyzers, Point of Care, Electrolyte | EX-D | Laboratory | 1st | Jakoh | future horizans scientific | BEA24001251 | 0 |  | 2019-04-21 | 2 | April | October
UPS | 2kva | Laboratory | 1st | Lever | ELMETRA | 83221403102273 | 0 |  | 2019-04-21 | 2 | April | October
UPS | EC1103 | Laboratory | 1st | Lever | ELMETRA | 83321404100422 | 0 |  | 2019-04-21 | 2 | April | October
UPS | SE3KVA | Laboratory | 1st | MAKELSAN | Global Technology | NC | 0 |  | 2019-04-21 | 2 | April | October
UPS | SE3KVA | Laboratory | 1st | MAKELSAN | Global Technology | B031789410067-EAV03 | 0 |  | 2019-04-21 | 2 | April | October
UPS | SE3KVA | Laboratory | 1st | MAKELSAN | Global Technology | B031614940369 | 0 |  | 2019-04-21 | 2 | April | October
UPS | SE3KVA | Laboratory | 1st | MAKELSAN | Global Technology | B03870390170-EAV04 | 0 |  | 2019-04-21 | 2 | April | October
Incubator, Laboratory | B-40 | Laboratory | 1st | MEMMET | 1 | 810375 | 0 |  | 2019-04-21 | 2 | April | October
Microscope, Laboratory | CH20 | Laboratory | 1st | Olympus | Opto-Scient | 8F13674 | 0 |  | 2019-04-21 | 2 | April | October
Microscope, Laboratory | CX21 | Laboratory | 1st | Olympus | Opto-Scient | 9D80255 | 0 |  | 2019-04-21 | 2 | April | October
Microscope, Laboratory | CX21 | Laboratory | 1st | Olympus | Opto-Scient | 9H82580 | 0 |  | 2019-04-21 | 2 | April | October
Analyzers, Point of Care, Cardiac Markers | Compact | Laboratory | 1st | Path fast | future horizans scientific | 1006a0949 | 0 |  | 2019-04-21 | 2 | April | October
UPS | APC | Laboratory | 1st | Schneider | 1 | 981933A72307 | 0 |  | 2019-04-21 | 2 | April | October
UPS | APC | Laboratory | 1st | Schneider | 1 | 991933A72301 | 0 |  | 2019-04-21 | 2 | April | October
UPS | APC | Laboratory | 1st | Schneider | 1 | QS1546342069 | 0 |  | 2019-04-21 | 2 | April | October
UPS | APC | Laboratory | 1st | Schneider | 1 | QQ1347270589 | 0 |  | 2019-04-21 | 2 | April | October
Sterilizing Units, Tabletop | DAC PRO | Laboratory | 2nd | Sirona | Meditech | 07950 | 0 |  | 2019-04-11 | 2 | April | October
Analyzers, Coagulation, Automated | SCOOMPCA | Laboratory | 1st | STAGO | ETECO | CC31129590 | 0 |  | 2019-04-21 | 2 | April | October
Analyzers, Hematology, Cell Counting | XN-550 | Laboratory | 1st | sysmex | sysmex | 16741 | 0 |  | 2019-04-21 | 2 | April | October
Analyzers, Hematology, Cell Counting | XT-1800i | Laboratory | 1st | sysmex | sysmex | 70507 | 0 |  | 2019-04-21 | 2 | April | October
Sterilizing Units, Steam | ST-G | Laboratory | 1st | TEIO-TECH | TEMCO | V055622 | 0 |  | 2019-04-21 | 2 | April | October
Cabinets, Biological Safety, Laminar airflow | CLASS II | Laboratory | 1st | PH STAR | Temco | BSC2019032 | 0 |  |  | 0
Incubator, Laboratory | BD-260 | Laboratory | 1st | BINDER | EGMED | 20170000011162 | 0 |  |  | 0
Scales, Infant/ Neonates | ACS20B-YE | NICU | 3rd | ACS | NC | 20156152 | 0 |  |  | 0
Incubator, Infant | Air Incui | NICU | 3rd | Atom | المكتب الهندسي الصناعي المصري | 190400163 | 3 | 2019-11-12 | 2019-10-11 | 2 | October | April
Incubator, Infant | Rabee Incu i | NICU | 3rd | Atom | المكتب الهندسي الصناعي المصري | 2640375 | 0 | 2017-01-15 | 2019-10-11 | 2 | October | April
Pump, Syringe | 1235 N | NICU | 3rd | ATOM | المكتب الهندسي الصناعي المصري | 1516941 | 0 | 1905-06-30 | 2019-10-11 | 2 | October | April
Warming Units, Infant, Mobile | sunflower warmer(cabinet/Tilt) | NICU | 3rd | Atom | المكتب الهندسي الصناعي المصري | 2670703 | 0 |  | 2019-10-11 | 2 | October | April
Warming Units, Infant, Mobile | sunflower warmer(cabinet/Tilt) | NICU | 3rd | Atom | المكتب الهندسي الصناعي المصري | 2630759 | 0 |  | 2019-10-11 | 2 | October | April
Warming Units, Infant, Mobile | sunflower warmer(cabinet/Tilt) | NICU | 3rd | Atom | المكتب الهندسي الصناعي المصري | 2630822 | 0 |  | 2019-10-11 | 2 | October | April
Incubator, Infant | Rabee Incu i | NICU | 3rd | Atom | المكتب الهندسي الصناعي المصري | 2650170 | 0 | 2017-01-15 | 2019-10-11 | 2 | October | April
Incubator, Infant | C450H-1c | NICU | 3rd | Drager | life care | zk09914 | 0 | 2009-02-22 | 2019-10-11 | 2 | October | April
Jaundice meter, Non-Invasive | JM-105 | NICU | 3rd | Drager | Life care | MU20105 | 0 |  |  | 0
Ventilators, Intensive Care, Neonatal/Pediatric | babylog 8000+ | NICU | 3rd | Drager | life care | arze_0107 | 0 | 2013-05-18 | 2021-09-01 | 2 | September | March
Ventilators, Intensive Care, Neonatal/Pediatric | babylog 8000+ | NICU | 3rd | Drager | life care | ASKB-0034 | 0 | 2017-05-01 | 2021-09-01 | 2 | September | March
Ventilators, Intensive Care, Neonatal/Pediatric | babylog 8000+ | NICU | 3rd | Drager | life care | ASKB-0035 | 0 | 2017-05-01 | 2021-09-01 | 2 | September | March
Pump, Syringe | agilia IS | NICU | 3rd | Fresenius | EGMED | 22623832 | 0 |  | 2019-04-01 | 2 | April | October
Pump, Syringe | agilia IS | NICU | 3rd | Fresenius | EGMED | 22658310 | 0 |  |  | 0
Pump, Syringe | agilia IS | NICU | 3rd | Fresenius | EGMED | 2262827 | 0 |  |  | 0
Pump, Syringe | agilia IS | NICU | 3rd | Fresenius | EGMED | 22623835 | 0 |  |  | 0
Pump, Syringe | agilia IS | NICU | 3rd | Fresenius | EGMED | 22658292 | 0 |  |  | 0
Monitors, Physiologic | Dash 4000 | NICU | 3rd | GE | GE | SBG07119547GA | 0 |  |  | 0
Monitors, Physiologic | Dash 4000 | NICU | 3rd | GE | GE | SBG071098454GA | 0 |  |  | 0
Ventilators, Intensive Care, Adult / Pediatrics | c1 | NICU | 3rd | hamilton | Hi-med | 6101 | 1 | 1905-07-07 | 2021-09-01 | 2 | September | March
Phototherapy Units, Neonates | BED LIGHT | NICU | 3rd | LULLABY | GE | sdw09-160365pa | 0 | 2009-07-21 | 2019-10-11 | 2 | October | April
Phototherapy Units, Neonates | BED LIGHT | NICU | 3rd | LULLABY | GE | sdw09-160366pa | 0 | 2009-07-21 | 2019-10-11 | 2 | October | April
Phototherapy Units, Neonates | BED LIGHT | NICU | 3rd | LULLABY | GE | sdw09-160364pa | 0 | 2009-07-21 | 2019-10-11 | 2 | October | April
Phototherapy Units, Neonates | BED LIGHT | NICU | 3rd | LULLABY | GE | sdw09-160368pa | 0 | 2009-07-21 | 2019-10-11 | 2 | October | April
Monitors, Physiologic | U Mec-12basic | NICU | 3rd | mindray | Truemedical | KQ-6C002116 | 3 | 2017-03-29 | 2019-10-11 | 2 | October | April
Monitors, Physiologic | U Mec-12basic | NICU | 3rd | mindray | Truemedical | KQ-6C002107 | 3 | 2017-03-29 | 2019-10-11 | 2 | October | April
Pump, Infusion | P - 600 | Nursing Unit (Floor 5) | 5th | ATOM | المكتب الهندسي الصناعي المصري | 20Y0416 | 0 | 2011-01-05 | 2019-09-21 | 2 | September | March
Electrocardiographs (ECG) | FX-8222 | Nursing Unit (Floor 5) | 5th | Fukuda | elfatmia | 50001829 | 0 |  | 2019-09-11 | 2 | September | March
Aspirator, Surgical | EUROVAC H-40 | Nursing Unit (Floor 5) | 5th | HERSILL | المكتب الهندسي الصناعي المصري | 25871-06-002 | 0 |  |  | 0
Bed, Patient, Electric | P750 | Nursing Unit (Floor 5) | 5th | Hill-Rom | Delta | P249CC1898 | 0 |  | 2019-09-11 | 2 | September | March
Bed, Patient, Electric | P750 | Nursing Unit (Floor 5) | 5th | Hill-Rom | Delta | P252CC1988 | 0 |  |  | 0
Bed, Patient, Electric | ISMA7045-135 | Nursing Unit (Floor 5) | 5th | LINET | Life Care | 20120067292 | 0 | 2012-11-29 | 2019-07-01 | 2 | July | January
Bed, Patient, Electric | ISMA7045-135 | Nursing Unit (Floor 5) | 5th | LINET | Life Care | 20120031778 | 0 |  | 2019-10-01 | 2 | October | April
Bed, Patient, Electric | ISMA7045-135 | Nursing Unit (Floor 5) | 5th | LINET | Life Care | 20120155427 | 0 | 2013-05-29 | 2019-10-01 | 2 | October | April
Bed, Patient, Electric | ISMT7045-53 | Nursing Unit (Floor 5) | 5th | LINET | Life Care | 20100118645 | 0 |  | 2019-09-21 | 2 | September | March
Bed, Patient, Electric | ISMT7045-53 | Nursing Unit (Floor 5) | 5th | LINET | Life Care | 20100118652 | 0 |  | 2019-09-21 | 2 | September | March
Bed, Patient, Electric | ISMA7045-135 | Nursing Unit (Floor 5) | 5th | LINET | Life Care | 20120067311 | 0 |  | 2019-09-21 | 2 | September | March
Bed, Patient, Electric | ISMA7045-135 | Nursing Unit (Floor 5) | 5th | LINET | Life Care | 20120067340 | 0 |  | 2019-09-21 | 2 | September | March
Bed, Patient, Electric | ISMA7045-135 | Nursing Unit (Floor 5) | 5th | LINET | Life Care | 20120067299 | 0 |  | 2019-08-11 | 2 | August | February
Bed, Patient, Electric | ISMA7045-135 | Nursing Unit (Floor 5) | 5th | LINET | Life Care | 20120067301 | 0 |  | 2019-08-11 | 2 | August | February
Bed, Patient, Electric | ISMA7045-135 | Nursing Unit (Floor 5) | 5th | LINET | Life care | 20120067318 | 0 |  | 2019-08-11 | 2 | August | February
Bed, Patient, Electric | ISMA7045-135 | Nursing Unit (Floor 5) | 5th | LINET | Life care | 20120067326 | 0 |  | 2019-08-11 | 2 | August | February
Bed, Patient, Electric | ISMT7045-53 | Nursing Unit (Floor 5) | 5th | LINET | Life care | 20100118648 | 0 |  | 2019-08-01 | 2 | August | February
Bed, Patient, Electric | ISMA7045-135 | Nursing Unit (Floor 5) | 5th | LINET | Life care | 20120155422 | 0 |  |  | 0
Bed, Patient, Electric | ISMT7045-53 | Nursing Unit (Floor 5) | 5th | LINET | Life Care | 20100118653 | 0 | 2012-11-29 | 2019-07-11 | 2 | July | January
Bed, Patient, Electric | ISMT7045-53 | Nursing Unit (Floor 5) | 5th | LINET | Life Care | 20100118651 | 0 |  | 2019-07-01 | 2 | July | January
Defibrillator, External, Manual | BeneHeart D6 | Nursing Unit (Floor 5) | 5th | Mindray | Technowave | DZ-8C003090 | 0 |  |  | 0
Monitors, Fetal ( CTG) | AVALON FM20 | Nursing Unit (Floor 5) | 5th | PHILIPS | EGMED | DE45733694 | 0 | 2014-11-13 | 2019-10-01 | 2 | October | April
Scale, Adult | 786 | Nursing Unit (Floor 5) | 5th | Seca | Middle East | 5786337145733 | 0 |  |  | 0
Monitor, Vital Sign | spot | Nursing Unit (Floor 5) | 5th | Welch Allyn | Delta | 201636170 | 0 |  |  | 0
Sphygmomanometer |  | Nursing Unit (Floor 5) | 5th | diplomat presa meter | NC | NC | 0 |  |  | 0
Aspirator, Portable | C161 | Nursing Unit (Floor 6) | 6th | Atmos | EGMED | 050024069 - 143241 | 0 |  |  | 0
Carts, Resuscitation | NC | Nursing Unit (Floor 6) | 6th | CFS | NC |  | 0 |  |  | 0
Electrocardiographs (ECG) | FX-8222 | Nursing Unit (Floor 6) | 10th | Fukuda | elfatmia | 50001827 | 0 |  |  | 0
Bed, Patient, Electric | P750 | Nursing Unit (Floor 6) | 6th | Hill-Rom | Delta | P252CC1985 | 0 |  | 2019-09-11 | 2 | September | March
Defibrillator, External, Manual | 20e | Nursing Unit (Floor 6) | 6th | lifepack | Gesca | 43652614 | 2 | 2016-01-04 | 2019-05-21 | 2 | May | November
Bed, Patient, Electric | ISMA7045-135 | Nursing Unit (Floor 6) | 6th | LINET | Life Care | 20120031789 | 0 |  | 2019-10-01 | 2 | October | April
Bed, Patient, Electric | ISMA7045-135 | Nursing Unit (Floor 6) | 6th | LINET | Life Care | 20120155443 | 0 | 2013-05-29 | 2019-10-01 | 2 | October | April
Bed, Patient, Electric | ISMA7045-135 | Nursing Unit (Floor 6) | 6th | LINET | Life Care | 20120067308 | 0 |  | 2019-09-01 | 2 | September | March
Bed, Patient, Electric | ISMA7045-135 | Nursing Unit (Floor 6) | 6th | LINET | Life Care | 20120067310 | 0 |  | 2019-09-01 | 2 | September | March
Bed, Patient, Electric | ISMA7045-135 | Nursing Unit (Floor 6) | 6th | LINET | Life Care | 20120067302 | 0 |  | 2019-08-11 | 2 | August | February
Bed, Patient, Electric | ISMA7045-135 | Nursing Unit (Floor 6) | 6th | LINET | Life care | 20120031780 | 0 |  | 2019-08-01 | 2 | August | February
Bed, Patient, Electric | ISMT7045-300 | Nursing Unit (Floor 6) | 6th | LINET | Life Care | 20100094050 | 0 | 2012-11-29 | 2019-07-11 | 2 | July | January
Bed, Patient, Electric | ISMA7045-135 | Nursing Unit (Floor 6) | 6th | LINET | Life Care | 20120155463 | 0 | 2012-11-29 | 2019-07-11 | 2 | July | January
Bed, Patient, Electric | ISMT7045-53 | Nursing Unit (Floor 6) | 6th | LINET | Life care | 20100118649 | 0 |  | 2019-09-11 | 2 | September | March
Carts, Medication | NC | Nursing Unit (Floor 6) | 6th | NC | NC |  | 0 |  |  | 0
Monitor, Vital Sign | spot | Nursing Unit (Floor 6) | 6th | Welch Allyn | Delta | 201701216 | 0 |  |  | 0
Scale, Adult | 786 | Nursing Unit (Floor 6) | 6th | Seca | Middle East | 20139380 | 0 |  |  | 0
Pump, Compression (DVT) | Flowtron ACS900 | Nursing Unit (Floor 7) | 7th | ArjoHuntleigh AB | Kemet | 2100035973 | 1 | 2021-08-21 | 2021-08-01 | 1 | August
Carts, Medication | AC | Nursing Unit (Floor 7) | 7th | Capsa | Technowave | ACS1017265 | 0 | 2021-08-11 |  | 0
Carts, Medication | AC | Nursing Unit (Floor 7) | 7th | Capsa | Technowave | ACS1017252 | 0 | 2021-08-11 |  | 0
Monitor, Vital Sign | V100 | Nursing Unit (Floor 7) | 7th | GE | GE | SH621220022SA | 7 | 2021-08-11 | 2021-08-01 | 0
Monitor, Vital Sign | V100 | Nursing Unit (Floor 7) | 7th | GE | GE | SH621220024SA | 7 | 2021-08-11 | 2021-08-01 | 0
Aspirator, Portable | V7 AC | Nursing Unit (Floor 7) | 7th | Hersill | servomed | 44331-0089 | 1 | 2021-08-30 |  | 1
Stretcher, Patient | Sprint 100 | Nursing Unit (Floor 7) | 7th | LINET | Life Care | 20200247315 | 5 | 2021-08-25 |  | 0
Stretcher, Patient | Sprint 100 | Nursing Unit (Floor 7) | 7th | LINET | Life Care | 20200247316 | 5 | 2021-08-25 |  | 0
Electrocardiographs (ECG) | Beneheart R12 | Nursing Unit (Floor 7) | 7th | Mindray | Truemedical | FN-04020839 | 3 | 2021-08-11 | 2021-08-01 | 2 | August | February
Carts, Resuscitation |  | Nursing Unit (Floor 7) | 7th |  | Truemedical |  | 0 | 2021-08-11 |  | 0
Defibrillator, External, Manual | TEC-5621 | Nursing Unit (Floor 7) | 7th | Nihon Kohden | Cairo medical | 07706 | 5 | 2021-08-11 | 2021-08-01 | 4 | August | November | February | May
Sphygmomanometer | Big Ben Round | Nursing Unit (Floor 7) | 7th | Riester | elfatmia | 210144612 | 1 | 2021-08-21 |  | 0
Sphygmomanometer | Big Ben Round | Nursing Unit (Floor 7) | 7th | Riester | elfatmia | 210144614 | 1 | 2021-08-21 |  | 0
Scale, Adult | 786 | Nursing Unit (Floor 7) | 7th | Seca | New Omrain | 5786284169188 | 1 | 2021-09-02 |  | 0
Bed, Patient, Electric | SV2 | Nursing Unit (Floor 7) | 7th | Stryker | BM-Egypt | 7194100020800001 | 5 | 2021-08-11 | 2021-08-01 | 1 | August
Bed, Patient, Electric | SV2 | Nursing Unit (Floor 7) | 7th | Stryker | BM-Egypt | 7194100020800002 | 5 | 2021-08-11 | 2021-08-01 | 1 | August
Bed, Patient, Electric | SV2 | Nursing Unit (Floor 7) | 7th | Stryker | BM-Egypt | 7194100020800004 | 5 | 2021-08-11 | 2021-08-01 | 1 | August
Bed, Patient, Electric | SV2 | Nursing Unit (Floor 7) | 7th | Stryker | BM-Egypt | 008143100022200001 | 5 | 2021-08-21 | 2021-08-01 | 1 | August
Bed, Patient, Electric | SV2 | Nursing Unit (Floor 7) | 7th | Stryker | BM-Egypt | 008143100022200002 | 5 | 2021-08-21 | 2021-08-01 | 1 | August
Bed, Patient, Electric | SV2 | Nursing Unit (Floor 7) | 7th | Stryker | BM-Egypt | 008143100022200003 | 5 | 2021-08-21 | 2021-08-01 | 1 | August
Bed, Patient, Electric | SV2 | Nursing Unit (Floor 7) | 7th | Stryker | BM-Egypt | 008143100022200004 | 5 | 2021-08-21 | 2021-08-01 | 1 | August
Bed, Patient, Electric | SV2 | Nursing Unit (Floor 7) | 7th | Stryker | BM-Egypt | 008143100022200005 | 5 | 2021-08-21 | 2021-08-01 | 1 | August
Bed, Patient, Electric | SV2 | Nursing Unit (Floor 7) | 7th | Stryker | BM-Egypt | 008143100022200006 | 5 | 2021-08-21 | 2021-08-01 | 1 | August
Bed, Patient, Electric | SV2 | Nursing Unit (Floor 7) | 7th | Stryker | BM-Egypt | 008143100022200007 | 5 | 2021-08-21 | 2021-08-01 | 1 | August
Bed, Patient, Electric | SV2 | Nursing Unit (Floor 7) | 7th | Stryker | BM-Egypt | 008143100022200008 | 5 | 2021-08-21 | 2021-08-01 | 1 | August
Bed, Patient, Electric | SV2 | Nursing Unit (Floor 7) | 7th | Stryker | BM-Egypt | 008143100022200011 | 5 | 2021-08-21 | 2021-08-01 | 1 | August
Bed, Patient, Electric | SV2 | Nursing Unit (Floor 7) | 7th | Stryker | BM-Egypt | 008143100022200012 | 5 | 2021-08-21 | 2021-08-01 | 1 | August
Bed, Patient, Electric | SV2 | Nursing Unit (Floor 7) | 7th | Stryker | BM-Egypt | 008143100022200013 | 5 | 2021-08-21 | 2021-08-01 | 1 | August
Bed, Patient, Electric | SV2 | Nursing Unit (Floor 7) | 7th | Stryker | BM-Egypt | 008194100022200001 | 5 | 2021-08-21 | 2021-08-01 | 1 | August
Bed, Patient, Electric | SV2 | Nursing Unit (Floor 7) | 7th | Stryker | BM-Egypt | 008194100022200002 | 5 | 2021-08-21 | 2021-08-01 | 1 | August
Bed, Patient, Electric | SV2 | Nursing Unit (Floor 7) | 7th | Stryker | BM-Egypt | 008194100022200004 | 5 | 2021-08-21 | 2021-08-01 | 1 | August
Bed, Patient, Electric | SV2 | Nursing Unit (Floor 7) | 7th | Stryker | BM-Egypt | 008194100022200005 | 5 | 2021-08-21 | 2021-08-01 | 1 | August
Bed, Patient, Electric | SV2 | Nursing Unit (Floor 7) | 7th | Stryker | BM-Egypt | 008194100022200006 | 5 | 2021-08-21 | 2021-08-01 | 1 | August
Bed, Patient, Electric | SV2 | Nursing Unit (Floor 7) | 7th | Stryker | BM-Egypt | 008194100022200007 | 5 | 2021-08-21 | 2021-08-01 | 1 | August
Bed, Patient, Electric | SV2 | Nursing Unit (Floor 7) | 7th | Stryker | BM-Egypt | 008194100022200008 | 5 | 2021-08-21 | 2021-08-01 | 1 | August
Aspirator, Portable | 36 BR | Nursing Unit (Floor 8) | 8th | ASKIR | المكتب المصري للاستيراد | 2832 | 0 |  |  | 0
Pump, Infusion | p-600 | Nursing Unit (Floor 8) | 8th | ATOM | المكتب الهندسي الصناعي المصري | 2040468 | 0 |  |  | 0
Carts, Resuscitation | NC | Nursing Unit (Floor 8) | 8th | CFS | NC | NC | 0 |  |  | 0
Electrocardiographs (ECG) | fx-8222 | Nursing Unit (Floor 8) | 8th | Fukuda | elfatmia | 50001826 | 0 | 2017-01-28 | 2019-08-11 | 2 | August | February
Bed, Patient, Electric | 405 | Nursing Unit (Floor 8) | 8th | Hill-Rom | Delta | Q233ME8918 | 0 |  | 2019-07-01 | 2 | July | January
Bed, Patient, Electric | 405 | Nursing Unit (Floor 8) | 8th | Hill-Rom | Delta | Q239ME9000 | 0 |  | 2019-07-01 | 2 | July | January
Bed, Patient, Electric | 405 | Nursing Unit (Floor 8) | 8th | Hill-Rom | Delta | Q236ME8928 | 0 |  | 2019-08-01 | 2 | August | February
Bed, Patient, Electric | 405 | Nursing Unit (Floor 8) | 8th | Hill-Rom | Delta | Q233ME8925 | 0 |  |  | 0
Defibrillator, External, Manual | 20e | Nursing Unit (Floor 8) | 8th | lifepack | Gesca | 43652885 | 2 |  | 2019-07-21 | 2 | July | January
Bed, Patient, Electric | ISMA7045-135 | Nursing Unit (Floor 8) | 8th | LINET | Life Care | 20120031773 | 0 |  | 2019-10-01 | 2 | October | April
Bed, Patient, Electric | ISMT7045-300 | Nursing Unit (Floor 8) | 8th | LINET | Life Care | 20100094068 | 0 | 2013-05-29 | 2019-10-01 | 2 | October | April
Bed, Patient, Electric | ISMT7045-53 | Nursing Unit (Floor 8) | 8th | LINET | Life Care | 20100118637 | 0 | 2013-05-29 | 2019-10-01 | 2 | October | April
Bed, Patient, Electric | ISMA7045-135 | Nursing Unit (Floor 8) | 8th | LINET | Life Care | 20120067315 | 0 | 2013-05-29 | 2019-10-01 | 2 | October | April
Bed, Patient, Electric | ISMA7045-135 | Nursing Unit (Floor 8) | 8th | LINET | Life Care | 20120155440 | 0 | 2013-05-29 | 2019-10-01 | 2 | October | April
Bed, Patient, Electric | ISMA7045-135 | Nursing Unit (Floor 8) | 8th | LINET | Life Care | 20120067300 | 0 |  | 2019-09-21 | 2 | September | March
Bed, Patient, Electric | ISMA7045-135 | Nursing Unit (Floor 8) | 8th | LINET | Life Care | 20120067313 | 0 |  | 2019-09-21 | 2 | September | March
Bed, Patient, Electric | ISMA7045-135 | Nursing Unit (Floor 8) | 8th | LINET | Life Care | 20120155442 | 0 |  | 2019-09-21 | 2 | September | March
Bed, Patient, Electric | ISMT7045-300 | Nursing Unit (Floor 8) | 8th | LINET | Life Care | 20100094052 | 0 |  | 2019-09-01 | 2 | September | March
Bed, Patient, Electric | ISMT7045-53 | Nursing Unit (Floor 8) | 8th | LINET | Life Care | 20100118646 | 0 |  | 2019-09-01 | 2 | September | March
Bed, Patient, Electric | ISMA7045-135 | Nursing Unit (Floor 8) | 8th | LINET | Life Care | 20120031776 | 0 |  | 2019-09-01 | 2 | September | March
Bed, Patient, Electric | ISMT7045-53 | Nursing Unit (Floor 8) | 8th | LINET | Life Care | 20100118650 | 0 |  | 2019-08-11 | 2 | August | February
Bed, Patient, Electric | ISMA7045-135 | Nursing Unit (Floor 8) | 8th | LINET | Life care | 20120155431 | 0 |  | 2019-08-11 | 2 | August | February
Bed, Patient, Electric | ISMT7045-53 | Nursing Unit (Floor 8) | 8th | LINET | Life care | 20100118641 | 0 |  | 2019-08-01 | 2 | August | February
Bed, Patient, Electric | ISMT7045-53 | Nursing Unit (Floor 8) | 8th | LINET | Life care | 20100118644 | 0 |  | 2019-08-01 | 2 | August | February
Bed, Patient, Electric | ISMA7045-135 | Nursing Unit (Floor 8) | 8th | LINET | Life care | 20120067309 | 0 |  | 2019-08-01 | 2 | August | February
Bed, Patient, Electric | ISMA7045-135 | Nursing Unit (Floor 8) | 8th | LINET | Life care | 20120155423 | 0 |  | 2019-08-01 | 2 | August | February
Bed, Patient, Electric | ISMT7045-300 | Nursing Unit (Floor 8) | 8th | LINET | Life Care | 20100094054 | 0 | 2012-11-29 |  | 0
Bed, Patient, Electric | ISMA7045-135 | Nursing Unit (Floor 8) | 8th | LINET | Life Care | 20120031781 | 0 | 2012-11-29 | 2019-07-11 | 2 | July | January
Bed, Patient, Electric | ISMA7045-135 | Nursing Unit (Floor 8) | 8th | LINET | Life Care | 20120155426 | 0 |  | 2019-07-01 | 2 | July | January
Carts, Medication | NC | Nursing Unit (Floor 8) | 8th | NC | NC | NC | 0 |  |  | 0
Sphygmomanometer | Big Ben Round | Nursing Unit (Floor 8) | 8th | Riester | elfatmia | 160345576 | 0 |  | 2019-07-11 | 2 | July | January
Scale, Adult | 786 | Nursing Unit (Floor 8) | 8th | Seca | Middle East | 5786322130018 | 0 |  |  | 0
Monitor, Vital Sign | spot | Nursing Unit (Floor 8) | 8th | Welch Allyn | Delta | 201629883 | 0 |  |  | 0
Monitor, Vital Sign | spot | Nursing Unit (Floor 8) | 8th | Welch Allyn | Delta | 201636181 | 0 |  |  | 0
Scale, Adult | 786 | Nursing Unit (Floor 9) | 9th | Seca | Middle East | 5786337145737 | 0 |  |  | 0
Pump, Infusion | GW 800 | Oncolgy | 5th | Alaris | Kemet | 800015532 | 5 | 2021-06-22 |  | 0
Pump, Infusion | GW 800 | Oncolgy | 5th | Alaris | Kemet | 800015592 | 5 | 2021-06-22 |  | 0
Pump, Infusion | GW 800 | Oncolgy | 5th | Alaris | Kemet | 800015558 | 5 | 2021-06-22 |  | 0
Pump, Infusion | GW 800 | Oncolgy | 5th | Alaris | Kemet | 800014641 | 5 | 2021-06-22 |  | 0
Pump, Infusion | GW 800 | Oncolgy | 5th | Alaris | Kemet | 800015573 | 5 | 2021-06-22 |  | 0
Pump, Infusion | GW 800 | Oncolgy | 5th | Alaris | Kemet | 800015564 | 5 | 2021-06-22 |  | 0
Pump, Infusion | GW 800 | Oncolgy | 5th | Alaris | Kemet | 800015540 | 5 | 2021-06-22 |  | 0
Pump, Infusion | GW 800 | Oncolgy | 5th | Alaris | Kemet | 800015530 | 5 | 2021-06-22 |  | 0
Aspirator, Portable | 36 BR | opd | 1st | ASKIR | المكتب المصري للاستيراد | 2833 | 0 |  |  | 0
Spirometer | HI-301 | OPD | 1st | CHEST | El Radwan | 31000498 | 1 | 2019-09-10 | 2019-04-11 | 2 | April | October
ENT Treatment Unit | Autocompact | OPD | 1st | Euroclinic | الشركه الاهليه | BP170065 | 0 |  | 2019-04-11 | 2 | April | October
Amalgamator | ghimas92 | OPD | 1st | GHIMAS | 1 | code 0357 | 0 |  | 2019-04-11 | 2 | April | October
Tonometer, Ophthalmic | AT-900BM | OPD | 1st | Haag-Streit | الأمين للتجهيزات الطبية والمعملية | 18804 | 2 | 2020-01-14 | 2019-04-11 | 2 | April | October
Opthalamoscope, Indirect | NC | OPD | 1st | KEELER | الأمين للتجهيزات الطبية والمعملية | 20589 | 2 | 2019-12-02 | 2019-04-11 | 2 | April | October
Holter Recorder | EC-3H | OPD | 1st | Labtech | HATCOMED | 18061687 | 3 | 2019-12-15 | 2019-04-11 | 2 | April | October
Holter Recorder | EC-3H | OPD | 1st | Labtech | HATCOMED | 18091706 | 3 | 2019-12-15 | 2019-04-11 | 2 | April | October
UPS | EC1102 | OPD | 1st | Lever | 1 | QS1520240365 | 0 |  | 2019-04-11 | 2 | April | October
UPS | EC1102 | OPD | 1st | Lever | 1 | 83221403102274 | 0 |  | 2019-04-11 | 2 | April | October
Slit Lamp | ECO PLUS | OPD | 1st | MDT | الأمين للتجهيزات الطبية والمعملية | 28858 | 2 | 2019-12-02 | 2019-04-11 | 2 | April | October
Tympanometer | MI2MC | OPD | 1st | MIAICO | 1 | 1045355 | 0 |  | 2019-04-11 | 2 | April | October
Spirometer | HI-101 | OPD | 1st | MLINC | 1 | 1113086 | 0 |  | 2019-04-11 | 2 | April | October
Electrocardiographs (ECG) | ELI230 | OPD | 1st | Mortara | Egyptomedical | 117220571436 | 0 |  | 2019-04-11 | 2 | April | October
ENT Treatment Unit | NC | OPD | 1st | NC | الشركه الاهليه | NC | 2 | 2018-01-21 |  | 0
UPS | DT1K | OPD | 1st | NECRON | 1 | E1502004120 | 0 |  | 2019-04-11 | 2 | April | October
Projector, Chart | CP-770-UK | OPD | 1st | NIDEK | الأمين للتجهيزات الطبية والمعملية | 131135 | 2 | 2019-12-02 | 2019-04-11 | 2 | April | October
Lensmeter | LM-7P | OPD | 1st | NIDEK | الأمين للتجهيزات الطبية والمعملية | 202283 | 2 | 2019-12-02 | 2019-04-11 | 2 | April | October
Auto Refractometer | AR-600 | OPD | 1st | Nidek | الأمين للتجهيزات الطبية والمعملية | 63421 | 0 |  | 2019-04-11 | 2 | April | October
Slit Lamp | SL-450 | OPD | 1st | NIDEK | الأمين للتجهيزات الطبية والمعملية | 23427 | 2 | 2019-12-02 | 2019-04-11 | 2 | April | October
Furnace, Dental | P310 | OPD | 1st | Programat | Meditech | 4000003864 | 0 |  | 2019-04-11 | 2 | April | October
Monitoring Systems, Physiologic, Stress Exercise | NC | OPD | 1st | Schiller | Ghiliongi | 1030.001449 | 0 | 2019-09-15 | 2019-04-11 | 2 | April | October
Lensmeter | lm-25 | OPD | 1st | Shin-nippon | elfatmia | code 0368 | 0 |  | 2019-04-11 | 2 | April | October
Slit Lamp | SL-1015 | OPD | 1st | Shin-nippon | NC | 21816 | 0 |  | 2019-04-11 | 2 | April | October
Sterilizing Units, Tabletop | Dac profissional | OPD | 1st | Sirona | Meditech | 7450 | 0 |  | 2019-04-11 | 2 | April | October
Dental Camera | Cerec AC | OPD | 1st | Sirona | Meditech | 136358 | 0 |  | 2019-04-11 | 2 | April | October
Dental Treatment Unit | intego xg5 | OPD | 1st | Sirona | Meditech | 201152 | 0 |  | 2019-04-11 | 2 | April | October
Dental Treatment Unit | intego xg5 | OPD | 1st | Sirona | Meditech | 201035 | 0 |  | 2019-04-11 | 2 | April | October
Dental Treatment Unit | intego xg5 | OPD | 1st | Sirona | Meditech | 201151 | 0 |  | 2019-04-11 | 2 | April | October
Computer Aided Design and Manufacturing (Milling Machine) | Cerec Mex | OPD | 1st | Sirona | Meditech | 236891 | 0 |  | 2019-04-11 | 2 | April | October
Radiographic Units, Dental, Intraoral/ Extraoral (Panorama) | Orthophips xg5 | OPD | 1st | Sirona | Meditech | 70333 | 0 |  | 2019-04-11 | 2 | April | October
Sterilizing Units, Tabletop | DAC PRO | OPD | 2nd | Sirona | Meditech | NC | 0 |  | 2019-04-11 | 2 | April | October
Radiographic Unit, Dental | Vario | OPD | 1st | Sirona | Meditech | 41777 | 0 |  | 2019-04-11 | 2 | April | October
Radiographic Unit, Dental | Vario | OPD | 1st | Sirona | Meditech | 43598 | 0 |  | 2019-04-11 | 2 | April | October
Radiographic Unit, Dental | Vario | OPD | 1st | Sirona | Meditech | 3001va3887 | 0 |  | 2019-04-11 | 2 | April | October
Auto Refractometer | RM800 | OPD | 1st | Topcon | elfatmia | 4632767 | 0 |  | 2019-04-11 | 2 | April | October
Holter Recorder | H3+ | OPD | 1st | Welch Allyn (Mortara) | Egyptomedical | 113280169719 | 0 |  | 2019-04-11 | 2 | April | October
Light, Cure | LED D | OPD | 1st | Wood pecker | NC | L15117480 | 0 |  | 2019-04-11 | 2 | April | October
Light, Cure | LED D | OPD | 1st | Wood pecker | NC | L15117340 | 0 |  | 2019-04-11 | 2 | April | October
Light, Cure | LED D | OPD | 1st | Wood pecker | NC | L15201760 | 0 |  | 2019-04-11 | 2 | April | October
Defibrillator, External, Manual | M-series | OPD | 1st | zoll | Life care | T13D131197 | 0 |  |  | 0
Monitor, Vital Sign | spot | OPD | 1st | Welch Allyn | Delta | 201636164 | 0 |  |  | 0
Monitor, Vital Sign | spot | OPD | 1st | Welch Allyn | Delta | 201629886 | 0 |  |  | 0
Scale, Adult | 786 | OPD | 1st | Seca | Middle East | 37145735 | 0 |  |  | 0
Scale, Adult | 786 | OPD | 1st | Seca | Middle East | 61148260 | 0 |  |  | 0
Scale, Adult | 786 | OPD | 1st | Seca | Middle East | 22130016 | 0 |  |  | 0
Scale, Adult |  | OPD | 1st | SYIFA |  |  | 0 |  |  | 0
Scale, Adult |  | OPD | 1st | svm bow |  |  | 0 |  |  | 0
Scale, Adult |  | OPD | 1st | BABY |  |  | 0 |  |  | 0
Sphygmomanometer | Big Ben Round | OPD | 1st | Riester | elfatmia | 160345594 | 0 |  |  | 0
Sphygmomanometer |  | OPD | 1st | diplomat presa meter | NC | 000672298 | 0 |  |  | 0
Sphygmomanometer |  | OPD | 1st | UMED | NC | 3OPD | 0 |  |  | 0
Sphygmomanometer | Big Ben Round | OPD | 1st | Riester | elfatmia | 180744004 | 0 |  |  | 0
Sphygmomanometer | Big Ben Round | OPD | 1st | Riester | elfatmia | 180744001 | 0 |  |  | 0
Sphygmomanometer | Big Ben Round | OPD | 1st | Riester | elfatmia | 160345559 | 0 |  |  | 0
Sphygmomanometer | Big Ben Round | OPD | 1st | Riester | elfatmia | 160345626 | 0 |  |  | 0
Sphygmomanometer | Big Ben Round | OPD | 1st | Riester | elfatmia | 180743979 | 0 |  |  | 0
Sphygmomanometer | Big Ben Round | OPD | 1st | Riester | elfatmia | 180743993 | 0 |  |  | 0
Sphygmomanometer | Big Ben Round | OPD | 1st | Riester | elfatmia | 180743978 | 0 |  |  | 0
Sphygmomanometer | Big Ben Round | OPD | 1st | Riester | elfatmia | 180743991 | 0 |  |  | 0
Light Sources, Endoscopic, Surgical | LSR-250 | OPD | 1st | MI |  | NC | 0 |  |  | 0
Light Sources, Endoscopic, Surgical | LSR-250 | OPD | 1st | MI |  | NC | 0 |  |  | 0
Aspirator, Portable | C161 | OPD Cardiac | 6th | Atmos | EGMED | 050024069 - 143232 | 0 |  |  | 0
Defibrillator, External, Manual | Beneheart D6 | OPD Cardiac | 6th | Mindray | Technowave | DZ-8C003091 | 0 |  | 2019-04-11 | 2 | April | October
Electrocardiographs (ECG) | Beneheart R12 | OPD Cardiac | 6th | Mindray | Truemedical | FN-04020842 | 3 |  |  | 0
Stretcher, Patient | NC | OPD Cardiac | 6th | NC | NC | NC | 0 |  |  | 0
Carts, Resuscitation | CFS | OPD Cardiac | 6th | NC | NC |  | 0 |  |  | 0
Transducer, Ultrasound, TEE | X7-2T | OPD Cardiac | 6th | Philips | H2A | B0QRLB | 0 |  |  | 0
Scanning System, Ultrasound, Cardiac | IE33 | OPD Cardiac | 6th | Philips | PHILIPS (H2A) | BOY8CY | 0 |  | 2019-04-11 | 2 | April | October
Stretcher, Patient | NC | OR | 2nd | ArjoHuntleigh AB | Kemet | 300141815 | 0 |  |  | 0
Warming Units, Infant, Mobile | sunflower warmer(cabinet/Tilt) | OR | 2nd | Atom | المكتب الهندسي الصناعي المصري | 2630758 | 0 |  | 2019-05-21 | 2 | May | November
Monitors, Physiologic | anyview a6 | OR | 2nd | blt/biolight | Elazaby | A043E000767 | 2 | 11/1/2015 | 2019-06-01 | 2 | June | December
Monitors, Physiologic | anyview a6 | OR | 2nd | blt/biolight | Elazaby | A043E000765 | 2 | 11/1/2015 | 2019-06-01 | 2 | June | December
Aspirator, Surgical | VICTORIA | OR | 2nd | CHEIRON | Elazaby | V13701 | 0 | 1905-07-11 | 2019-04-01 | 2 | April | October
Electrosurgical Unit | force FX | OR | 2nd | Covidien | Ghiliongi | F7A76984AX | 0 | 2016-03-19 |  | 0
Electrosurgical Unit | force EZ | OR | 2nd | Covidien | Ghiliongi | F3J14507BX | 0 | 2016-03-19 | 2019-05-21 | 2 | May | November
Electrosurgical Unit | force ez | OR | 2nd | Covidien | Ghiliongi | F3K14523BX | 0 | 2008-12-21 | 2019-04-01 | 2 | April | October
Electrosurgical Unit | force ez | OR | 2nd | Covidien | Ghiliongi | F3K14520BX | 0 | 2008-12-21 | 2019-04-01 | 2 | April | October
Monitors, Physiologic | Genuity | OR | 2nd | Criticare | NC | 109244647 | 0 | 1905-06-30 | 2019-05-21 | 2 | May | November
Heater, Cooling, Exchanger | Hemotherm | OR | 2nd | CSZ | Ghiliongi | 993-11419M | 0 |  |  | 0
Anaesthesia Units | Avance CS2 | OR | 2nd | Datex ohmeda | GE | APKW00908 | 0 |  |  | 0
Anaesthesia Units | aspire7900 | OR | 2nd | Datex ohmeda | GE | ANCK00586 | 0 | 2007-08-16 | 2019-04-01 | 2 | April | October
Anaesthesia Units | aspire7900 | OR | 2nd | Datex ohmeda | GE | ANCK00587 | 0 | 2007-08-16 | 2019-04-01 | 2 | April | October
Anaesthesia Units | aspire7900 | OR | 2nd | Datex ohmeda | GE | ANCL00690 | 0 | 2007-08-16 | 2019-04-01 | 2 | April | October
Anaesthesia Units | Aspire7900 | OR | 2nd | Datex ohmeda | GE | ANCL00689 | 0 | 2007-08-16 | 2019-04-01 | 2 | April | October
Anaesthesia Units | aspire7900 | OR | 2nd | Datex ohmeda | GE | ANCL00688 | 0 | 2007-08-16 | 2019-04-01 | 2 | April | October
Drills, Orthopedic, Electric, Power Unit | PS-701 | OR | 2nd | DE SOUTTER | SURGI-TECH | 17870 | 3 | 2021-09-07 |  | 0
Light, Surgical, Mobile | M5 | OR | 2nd | DR.mach | servomed | 09/03042 | 0 |  |  | 0
Light, Surgical, Mobile | LED150 | OR | 2nd | DR.mach | servomed | 20100914 | 5 | 2020-04-15 | 2019-04-01 | 2 | April | October
Display, Colored, Endoscopic | 1915-DC | OR | 2nd | Eizo |  | (21)21317249 | 0 |  |  | 0
Electrosurgical Units, Vessel Sealing (Harmonic) | d-7200 | OR | 2nd | ethicon | J&J | 1111642087 | 0 |  | 2019-04-01 | 2 | April | October
Scanning System, Ultrasound, General, Portable | m-turbo | OR | 2nd | SonoSite | Global Technology | 100144 | 0 |  | 2019-04-01 | 2 | April | October
Monitors, Physiologic | B40i | OR | 2nd | GE | GE | SK316450023HA | 0 | 2017-03-21 |  | 0
Monitors, Physiologic | B40i | OR | 2nd | GE | GE | SK316340023HA | 0 | 2017-03-21 | 2019-04-01 | 2 | April | October
Anaesthesia Units | Datex-ohmeda | OR | 2nd | GE | GE | ANCK00585 | 0 | 1905-06-29 | 2019-05-21 | 2 | May | November
Anaesthesia Units | Avance CS2 | OR | 2nd | GE | GE | APKV00806 | 0 |  |  | 0
Monitors, Physiologic | Dash 3000 | OR | 2nd | GE | GE | AAB04418670GA | 0 |  |  | 0
Monitors, Physiologic | Dash 4000 | OR | 2nd | GE | GE | E1DJ0960G | 0 |  |  | 0
Monitors, Physiologic | Dash 4000 | OR | 2nd | GE | GE | E1DJ0899G | 0 |  |  | 0
Monitors, Physiologic | Dash 4000 | OR | 2nd | GE | GE | E1DJ0878G | 0 |  |  | 0
Monitors, Physiologic | Dash 4000 | OR | 2nd | GE | GE | E1DJ0294G | 0 |  |  | 0
Monitors, Physiologic | Dash 4000 | OR | 2nd | GE | GE | DSH05292880GA | 0 |  |  | 0
Monitors, Physiologic | Dash 4000 | OR | 2nd | GE | GE | SBG07119470GA | 0 |  |  | 0
Monitors, Physiologic | Dash 4000 | OR | 2nd | GE | GE | SBG06264579GA | 0 |  | 2019-05-21 | 2 | May | November
Monitors, Physiologic | Dash 4000 | OR | 2nd | GE | GE | SBG06305751GA | 0 | 2006-07-03 | 2019-04-01 | 2 | April | October
Monitors, Physiologic | Dash 4000 | OR | 2nd | GE | GE | SBG06202804GA | 0 | 2006-07-03 | 2019-04-01 | 2 | April | October
Monitors, Physiologic | Dash 4000 | OR | 2nd | GE | GE | SBG06264564GA | 0 | 2006-07-03 |  | 0
Monitors, Physiologic | Dash 4000 | OR | 2nd | GE | GE | SBG06264577GA | 0 | 2006-07-03 | 2019-04-01 | 2 | April | October
Aspirator, Surgical | EUROVAC H-40 | OR | 2nd | HERSILL | المكتب الهندسي الصناعي المصري | 18-36-034 | 0 |  |  | 0
Aspirator, Surgical | EUROVAC H-40 | OR | 2nd | HERSILL | المكتب الهندسي الصناعي المصري | 40114-09-0043 | 0 |  | 2019-05-21 | 2 | May | November
Aspirator, Surgical | EUROVAC H-40 | OR | 2nd | HERSILL | المكتب الهندسي الصناعي المصري | 40114-09-0048 | 0 |  | 2019-05-21 | 2 | May | November
Aspirator, Surgical | EUROVAC H-40 | OR | 2nd | HERSILL | المكتب الهندسي الصناعي المصري | 28659-30-004 | 0 | 1905-06-30 | 2019-04-01 | 2 | April | October
Microscope, Surgical, ENT | M525 F40 | OR | 2nd | Leica | مركز طيبه | 100516002 | 0 |  | 2019-04-01 | 2 | April | October
DVD Recorder | RH387H | OR | 2nd | LG | NC | 080032-12 | 0 |  |  | 0
DVD Recorder | RC388 | OR | 2nd | LG | NC | 912INLV084384 | 0 |  | 2019-04-01 | 2 | April | October
Defibrillator, External, Manual | 20e | OR | 2nd | lifepack | Gesca | 43650689 | 2 | 2016-01-04 | 2019-04-01 | 2 | April | October
Camera Control Unit, Endoscope | MKC-210HD | OR | 2nd | Lkegami | 1 | HX09845E | 0 |  | 2019-04-01 | 2 | April | October
Lithotripter, Pneumatic | Litho Clast | OR | 2nd | Local | NC | 81FM377 | 0 |  |  | 0
Lithotripter, Pneumatic | Litho Clast | OR | 2nd | Local | NC | 81FM378 | 0 |  |  | 0
Table, Surgical | BETASTAR | OR | 2nd | MAQUET | المكتب الهندسي العربي | 05045 | 0 | 2016-12-15 | 2019-04-01 | 2 | April | October
Table, Surgical | BETASTAR | OR | 2nd | MAQUET | المكتب الهندسي العربي | 002783 | 0 |  |  | 0
Table, Surgical | BETASTAR | OR | 2nd | MAQUET | المكتب الهندسي العربي | 002786 | 0 |  |  | 0
Table, Surgical | Alphastar pro | OR | 2nd | MAQUET | المكتب الهندسي العربي | 003504 | 0 |  |  | 0
Motor, Dental, Surgical (Micromotor) | Primado2 | OR | 2nd | NSK | SURGI-TECH | A6100924 | 0 |  |  | 0
Light Sources, Endoscopic, Surgical | CLV-S40 | OR | 2nd | olympus | العلميه للمعدات الطبيه | 7406192 | 0 |  | 2019-04-01 | 2 | April | October
Radiographic Unit, C-Arm (X Ray) | Bv-Pulsera | OR | 2nd | Philips | philips | 002346 | 0 | 2012-02-05 | 2019-04-01 | 2 | April | October
Drills, Orthopedic, Electric | NC | OR | 2nd | RUJIN | SURGI-TECH | 018319022114 | 0 | 2019-11-18 | 2019-04-01 | 2 | April | October
Table, Surgical | Diamond 60 BLK | OR | 2nd | Schmitz | servomed | 00063301 | 5 | 2019-10-13 | 2019-04-01 | 2 | April | October
Radiographic Unit, C-Arm (X Ray) | Cios select | OR | 2nd | Siemens | Siemens | (21)12169 | 0 | 1905-07-11 | 2019-04-01 | 2 | April | October
Circulatory Assist Heart-Lung Bypass units | SC System | OR | 2nd | Stockert | Ghiliongi | 55C 1099 | 0 |  |  | 0
Camera Control Unit, Endoscope | TC300 | OR | 2nd | Storz | EGMED | NS760368-P | 0 |  | 2019-04-01 | 2 | April | October
Camera Control Unit, Endoscope | TC300 | OR | 2nd | Storz | EGMED | PR782733-P | 0 |  |  | 0
Camera Control Unit, Endoscope | TC200 | OR | 2nd | Storz | EGMED | RR783085-P | 0 |  |  | 0
Camera Control Unit, Endoscope | TC301 | OR | 2nd | Storz | EGMED | PR782119-P | 0 |  |  | 0
Camera Control Unit, Endoscope | TC200 | OR | 2nd | Storz | EGMED | ZT759205-P | 0 |  | 2019-04-01 | 2 | April | October
Camera Control Unit, Endoscope | 20250020 | OR | 2nd | Storz | EGMED | 41792 | 0 |  | 2019-04-01 | 2 | April | October
Display, Colored, Endoscopic | FS-P2602D | OR | 2nd | Storz | EGMED | D26920460006 | 0 |  |  | 0
Display, Colored, Endoscopic | FS-P2602D | OR | 2nd | Storz | EGMED | D26314440035 | 0 |  | 2019-04-01 | 2 | April | October
Insufflators, Laparoscope | 26430020 | OR | 2nd | Storz | EGMED | 7406492 | 0 |  | 2019-04-01 | 2 | April | October
Insufflators, Laparoscope | 26432020 | OR | 2nd | Storz | EGMED | NS22218 | 0 |  |  | 0
Insufflators, Laparoscope | 26432020 | OR | 2nd | Storz | EGMED | NS11568 | 0 |  | 2019-04-01 | 2 | April | October
Laparoscope lens 45⁰ | hopkin ii | OR | 2nd | Storz | EGMED | 7230fla | 0 |  | 2019-04-01 | 2 | April | October
Light Sources, Endoscopic, Surgical | 482b | OR | 2nd | Storz | EGMED | 14844 | 0 |  | 2019-04-01 | 2 | April | October
Light Sources, Endoscopic, Surgical | 482B | OR | 2nd | Storz | EGMED | 12021 | 0 |  | 2019-04-01 | 2 | April | October
Light Sources, Endoscopic, Surgical | 20134020 | OR | 2nd | Storz | EGMED | OR0717504 | 0 |  |  | 0
Light Sources, Endoscopic, Surgical | halogen 250 twin | OR | 2nd | Storz | EGMED | HG6577 | 0 |  | 2019-04-01 | 2 | April | October
Display, Colored, Endoscopic | NC | OR | 2nd | toshiba | العربي | 10j280079771 | 0 |  | 2019-04-01 | 2 | April | October
Light, Surgical | Trulight3500 | OR | 2nd | Trumph | EGMED | 103275686,103275668 | 0 |  |  | 0
Light, Surgical | Trulight3500 | OR | 2nd | Trumph | EGMED | 103275673, 103275669 | 0 |  |  | 0
Light, Surgical | Trulight3500 | OR | 2nd | Trumph | EGMED | 103241913, 103275667 | 0 |  |  | 0
Light, Surgical | Trulight3500 | OR | 2nd | Trumph | EGMED | 103259585 , 103259576 | 0 |  |  | 0
Electrosurgical Unit | Force FX | OR | 2nd | VALLEYLAB | Ghiliongi | F8A58684A | 0 | 2008-12-14 | 2019-05-21 | 2 | May | November
Electrosurgical Unit | force fx | OR | 2nd | valleylab | Ghiliongi | F6L51273A | 0 | 2008-12-21 | 2019-04-01 | 2 | April | October
Electrosurgical Unit | force2 | OR | 2nd | valleylab | Ghiliongi | F0G38740T | 0 | 2008-12-21 | 2019-04-01 | 2 | April | October
Electrosurgical Unit | force2 | OR | 2nd | valleylab | Ghiliongi | f4f43855t | 0 | 2008-12-21 | 2019-04-01 | 2 | April | October
Microscope, Surgical Opthalmology | opmi1 | OR | 2nd | zeiss | النوح | k120176 | 0 |  | 2019-04-01 | 2 | April | October
Drills, Orthopedic, Electric | universal | OR | 2nd | Zimmer | SURGI-TECH | 447673 | 1 | 2020-04-21 | 2019-04-01 | 2 | April | October
Drills, Orthopedic, Electric | universal | OR | 2nd | Zimmer | SURGI-TECH | 456884 | 1 | 2020-04-21 | 2019-04-01 | 2 | April | October
tourniquet | OT6-3H | OR | 2nd | zimmer | SURGI-TECH | 100131 | 0 | 2010-05-22 | 2019-04-01 | 2 | April | October
tourniquet | 2200TS | OR | 2nd | zimmer | SURGI-TECH | 221608170007 | 0 |  | 2019-04-01 | 2 | April | October
Defibrillator, External, Manual | NC | OR | 2nd | Zoll | Life care | B97k12599 | 0 |  |  | 0
Drills, Orthopedic, Electric | MQB-707 | OR | 2nd | DE SOUTTER | SURGI-TECH | 21/22136 | 3 | 2021-09-07 |  | 0
Drills, Orthopedic, Electric | MQB-707 | OR | 2nd | DE SOUTTER | SURGI-TECH | 21/221347 | 3 | 2021-09-07 |  | 0
Light, Surgical |  | OR | 2nd | DR.mach | servomed | 09/03042 ,08/08509 | 0 |  |  | 0
Cabinets, Biological Safety, Laminar airflow | NU-430-400E | pharmacy | 5th | NUAIRE | Temco | 168093041415 | 0 |  |  | 0
Magnetic Field Therapy | PMTQS | Physiotherapy | Basement1 | ASV | Life medical consoult | F9020113-A000020781 | 0 |  | 2019-06-21 | 2 | June | December
Pressure Therapy system | CYP.THERMO | Physiotherapy | Basement1 | Cosmogamma | Agatex | TP04190 | 0 |  |  | 0
Laser Therapy, Advanced | HILTERAPIA | Physiotherapy | Basement1 | DEKA | Life medical consoult | NO5B0502H | 0 |  |  | 0
Tilt Table | NC | Physiotherapy | Basement1 | EMS | High-Tech | s01ew407512 | 0 | 2007-05-30 | 2019-06-21 | 2 | June | December
Electrotherapy & Ultrasound Therapy Systems | Sonopuls 692 | Physiotherapy | Basement1 | Enraf Nonius | High-Tech | 18.861 | 0 |  | 2019-06-21 | 2 | June | December
Electrotherapy & Ultrasound Therapy Systems | Sonopuls 692 | Physiotherapy | Basement1 | Enraf Nonius | High-Tech | 18.866 | 0 |  | 2019-06-21 | 2 | June | December
Electrotherapy & Ultrasound Therapy Systems | Sonopuls 692 | Physiotherapy | Basement1 | Enraf Nonius | High-Tech | 18.865 | 0 |  | 2019-06-21 | 2 | June | December
Interferential Therapy | Endomed 482 | Physiotherapy | Basement1 | Enraf Nonius | High-Tech | 53-458 | 0 |  | 2019-06-21 | 2 | June | December
Laser Therapy | Endolaser 422 | Physiotherapy | Basement1 | Enraf Nonius | High-Tech | 02433 | 0 |  | 2019-06-21 | 2 | June | December
Laser Therapy | Endolaser 422 | Physiotherapy | Basement1 | Enraf Nonius | High-Tech | 3527 | 0 |  | 2019-06-21 | 2 | June | December
Short Wave Therapy | Curapuls 419 | Physiotherapy | Basement1 | Enraf Nonius | High-Tech | 22547 | 0 | 1905-06-20 | 2019-06-21 | 2 | June | December
Electrotherapy Unit | Endomed 582 | Physiotherapy | Basement1 | Enraf Nonius | High-Tech | 07604 | 0 |  | 2019-06-21 | 2 | June | December
Electrotherapy Unit | Endomed 582 | Physiotherapy | Basement1 | Enraf Nonius | High-Tech | 20853 | 0 |  | 2019-06-21 | 2 | June | December
Short Wave Therapy | Curapuls 419 | Physiotherapy | Basement1 | Enraf Nonius | High-Tech | 5-27 | 0 | 1905-06-20 |  | 0
Electrotherapy Unit | Endomed 582 | Physiotherapy | Basement1 | Enraf Nonius | High-Tech | 06367 | 0 |  | 2019-06-21 | 2 | June | December
Electrotherapy Unit | Endomed 482 | Physiotherapy | Basement1 | Enraf Nonius | High-Tech | 53-466 | 0 |  | 2019-06-21 | 2 | June | December
Ultrasound Therapy Systems | Sonopulse 590 | Physiotherapy | Basement1 | Enraf Nonius | High-Tech | 10103 | 0 |  | 2019-06-21 | 2 | June | December
Ultrasound Therapy Systems | Sonopulse 590 | Physiotherapy | Basement1 | Enraf Nonius | High-Tech | 20794 | 0 |  | 2019-06-21 | 2 | June | December
Ultrasound Therapy Systems | Sonopulse 590 | Physiotherapy | Basement1 | Enraf Nonius | High-Tech | 01771 | 0 |  | 2019-06-21 | 2 | June | December
Cryotherapy | ICE-ct | Physiotherapy | Basement1 | Gymna | Life medical consoult | 6202035 | 0 |  | 2019-06-21 | 2 | June | December
Massage Machines, Physical Therapy | VITER-7N | Physiotherapy | Basement1 | ITO | El Radwan | 1605009 | 1 | 2016-10-27 | 2019-06-21 | 2 | June | December
Electrotherapy Unit | BTL-06 | Physiotherapy | Basement1 | Medical Technology | High-Tech | 0062017 | 0 |  | 2019-06-21 | 2 | June | December
Massage Machines, Physical Therapy | NC | Physiotherapy | Basement1 | NC | Local | massage1 | 0 |  | 2019-06-21 | 2 | June | December
Massage Machines, Physical Therapy | NC | Physiotherapy | Basement1 | NC | Local | massage2 | 0 |  | 2019-06-21 | 2 | June | December
Massage Machines, Physical Therapy | NC | Physiotherapy | Basement1 | NC | Local | massage3 | 0 |  | 2019-06-21 | 2 | June | December
جهاز تمارين علاجيه قفص حديدى | NC | Physiotherapy | Basement1 | NC | 1 | 100110 | 0 |  | 2019-06-21 | 2 | June | December
Ergometers, Bicycle | NC | Physiotherapy | Basement1 | platinum Pro | Agatex | NC | 0 |  |  | 0
multi-Gym | NC | Physiotherapy | Basement1 | platinum Pro | Agatex | NC | 0 |  |  | 0
Scale, Adult | 786 | Physiotherapy | Basement1 | Seca | Middle East | 20139386 | 0 |  | 2019-06-21 | 2 | June | December
Treadmill | NC | Physiotherapy | Basement1 | Star Trac | NC | TRSC1804-L01431 | 0 |  |  | 0
Short Wave Therapy | Master Puls MP200 | Physiotherapy | Basement1 | Storz | EGMED | BS.3354 | 0 |  | 2019-06-21 | 2 | June | December
Electrotherapy & Ultrasound Therapy Systems | Physes Edition SD | Physiotherapy | Basement1 | Zimmer | Ramses Medical Trading | 1520008088 | 0 |  | 2019-06-21 | 2 | June | December
Exercisers, Leg and Ankle | Thera-trainer tigo | Physiotherapy | Basement1 | Thera | Elmamon | A000-525-03-19164005 | 0 |  |  | 0
Exercisers, Leg and Ankle | Thera-trainer tigo | Physiotherapy | Basement1 | Thera | Elmamon | A000-525-03-19164004 | 0 |  |  | 0
Exercisers, Leg and Ankle | Thera-trainer tigo | Physiotherapy | Basement1 | Thera | Elmamon | A000-525-03-19164005 | 0 |  |  | 0
Exercisers, Leg and Ankle | Thera-trainer tigo | Physiotherapy | Basement1 | Thera | Elmamon | A000-525-03-19164004 | 0 |  |  | 0
UPS | 1KVAS | Radiology | Basement1 | AWP | Elmetra | 900011712110612 | 0 |  | 2019-06-11 | 2 | June | December
Printer, Laser Camera | DRY PIX 4000 plus 3T | Radiology | Basement1 | FUJIFILM | Global Technology | 17140103 | 0 |  | 2019-06-11 | 2 | June | December
Printer, Laser Camera | DRY PIX 7000 | Radiology | Basement1 | FUJIFILM | Global Technology | 87238609 | 0 | 2009-03-20 | 2019-06-11 | 2 | June | December
Printer, Laser Camera | InteliSpace IX/LX(drypix smart) | Radiology | Basement1 | FUJIFILM | Global Technology | 57230619 | 3 | 2016-11-05 | 2019-06-11 | 2 | June | December
Printer, Laser Camera | InteliSpace IX/LX(drypix smart) | Radiology | Basement1 | FUJIFILM | Global Technology | 57230620 | 3 | 2016-11-05 | 2019-06-11 | 2 | June | December
Anaesthesia Units (MRI) | Astiva/5 | Radiology | Basement1 | GE | GE | AMTV00323 | 1 | 2017-04-04 | 2019-06-11 | 2 | June | December
Radiographic Systems, Digital (Bucky System) (X Ray) | DR-F | Radiology | Basement1 | GE | GE | 47s636c107 | 0 | 2010-02-24 | 2019-06-11 | 2 | June | December
Scanning System, Ultrasound, General | LOGIQ P5 | Radiology | Basement1 | GE | ALKAN | 73049SU9 | 0 |  | 2019-06-11 | 2 | June | December
Scanning System, Ultrasound, General | LOGIQ V5 | Radiology | Basement1 | GE | ALKAN | 6014390WX0 | 0 |  | 2019-06-11 | 2 | June | December
Injector | NC | Radiology | Basement1 | Infinity | Infinity Group | D81741 | 3 | 2016-11-05 | 2019-06-11 | 2 | June | December
UPS | EC1102 | Radiology | Basement1 | Lever | Elmetra | 83221403102275 | 1 | 2014-04-15 | 2019-06-11 | 2 | June | December
Stretcher, Patient, MRI | NC | Radiology | Basement1 | Local | NC | 100101 | 0 |  | 2019-06-11 | 2 | June | December
Wheel Chair, MRI | Local | Radiology | Basement1 | Local | NC | 100102 | 0 |  | 2019-06-11 | 2 | June | December
UPS | Boxer | Radiology | Basement1 | MAKELSAN | Global Technology | 100106 | 1 | 2014-04-15 | 2019-06-11 | 2 | June | December
UPS | SE1KVA | Radiology | Basement1 | MAKELSAN | Global Technology | B011876690016-EAV06 | 0 |  | 2019-06-11 | 2 | June | December
UPS | BOXER | Radiology | Basement1 | MAKELSAN | Global Technology | NC | 0 |  |  | 0
Pulse Oximeter | 7500FO | Radiology | Basement1 | NONIN | servomed | 502571549 | 0 |  | 2019-06-11 | 2 | June | December
Scanning System, Ultrasound, General | 795210 Affiniti 70 | Radiology | Basement1 | PHILIPS | PHILIPS | US61fo793 | 3 | 2016-11-05 | 2019-06-11 | 2 | June | December
Radiographic Fluoroscopic Systems, Digital (Fluoroscopy) | Duodiagnost | Radiology | Basement1 | PHILIPS | PHILIPS | 140036 | 3 | 2016-11-05 | 2019-06-11 | 2 | June | December
Radiographic Systems, Digital (Bucky System) (X Ray) | Duradiagnost | Radiology | Basement1 | PHILIPS | PHILIPS | 2114 | 3 | 2016-11-05 | 2019-06-11 | 2 | June | December
Monitors, Physiologic, Transport (Stand Monitor) | intellevue | Radiology | Basement1 | PHILIPS | PHILIPS | DE58099626 | 3 | 2016-11-05 | 2019-06-11 | 2 | June | December
Scanning system, Magnetic Resonance (MRI) | Ingenia1.5T | Radiology | Basement1 | PHILIPS | PHILIPS | 81035 | 3 | 2016-11-05 | 2019-06-11 | 2 | June | December
Scanning system, Computed Tomography (CT) (128S) | Ingenuity CT | Radiology | Basement1 | PHILIPS | PHILIPS | 320313 | 3 | 2016-11-05 | 2019-06-11 | 2 | June | December
Radiographic Units, Mammography | MicroDose SI Universal | Radiology | Basement1 | PHILIPS | PHILIPS | 160043-10 | 3 | 2016-11-05 | 2019-06-11 | 2 | June | December
Scale, Adult | 786 | Radiology | Basement1 | Seca | النوح | 5786319138874 | 0 |  |  | 0
UPS | MAS-0P-IT3120 | Radiology | Basement1 | SOCOMEC | PHILIPS | P539263001 | 0 |  |  | 0
UPS | GREEN POWER2 | Radiology | Basement1 | SOCOMEC | PHILIPS | 16100386039001 | 3 |  | 2019-06-11 | 2 | June | December
Scanning System, Ultrasound, General, Portable | M-Turbo | Radiology | Basement1 | SonoSite | Global Technology | Q50MC9 | 3 | 24-12-2019 | 2019-06-11 | 2 | June | December
Printer, Radiology, Digital | UP-X898 | Radiology | Basement1 | Sony | سول للتوزيع | s01-7019750-F | 1 | 2016-02-10 | 2019-06-11 | 2 | June | December
Printer, Radiology, Digital | UP-D711MD | Radiology | Basement1 | Sony | سول للتوزيع | 7204732 | 0 |  | 2019-06-11 | 2 | June | December
Printer, Radiology, Digital | UP-D711MD | Radiology | Basement1 | Sony | H2A | 7210416 | 0 |  |  | 0
Computed Radiography (CR) | XL2 | Radiology | Basement1 | FUJIFILM | Global Technology | 87122448 | 0 |  |  | 0
UPS | EVO DSP | Radiology | Basement1 | TECNOWARE |  | 83321810500338 | 0 |  |  | 0
UPS | Power Active PA3000 | Radiology | Basement1 | Upset Power Expert | 1 | 160220030290 | 3 | 2016-11-05 | 2019-06-11 | 2 | June | December
Printer, Laser Camera | C60 | Radiology | Basement1 | Xerox | Xerox REAP solutions | 391681f559 | 0 | 1905-07-10 | 2019-06-11 | 2 | June | December
Defibrillator, External, Manual | M-SERIES | Radiology | Basement1 | Zoll | Life Care | T14j134323 | 5 | 13-03-2015 | 2019-06-11 | 2 | June | December
Monitor, Vital Sign | spot | Radiology | Basement1 | Welch Allyn | Delta | 201628037 | 0 |  |  | 0
Pump, Syringe | p-600 | SICU | 2nd | ATOM | المكتب الهندسي الصناعي المصري | 2040470 | 0 |  |  | 0
Nebulizer | BR-CN003 | SICU | 2nd | Bi-rich | NC |  | 0 |  |  | 0
Nebulizer | BR-CN003 | SICU | 2nd | Bi-rich | NC | 2016243010002578 | 0 |  |  | 0
Nebulizer | W003 | SICU | 2nd | Folee | NC | 16034132 | 0 |  |  | 0
Nebulizer | W003 | SICU | 2nd | Folee | NC | 16033843 | 0 |  |  | 0
Nebulizer | W003 | SICU | 2nd | Folee | NC | 16034140 | 0 |  |  | 0
Nebulizer | W003 | SICU | 2nd | Folee | NC | 16033916 | 0 |  |  | 0
Nebulizer | W003 | SICU | 2nd | Folee | NC | 16034205 | 0 |  |  | 0
Pump, Syringe | agilia IS | SICU | 2nd | fresenius | EGMED | 22623833 | 0 |  | 2019-07-01 | 2 | July | January
Pump, Syringe | agilia SP | SICU | 2nd | fresenius | EGMED | 24246814 | 3 | 2019-11-19 | 2019-07-01 | 2 | July | January
Pump, Syringe | agilia SP | SICU | 2nd | fresenius | EGMED | 24246808 | 3 | 2019-11-19 | 2019-07-01 | 2 | July | January
Pump, Syringe | agilia IS | SICU | 2nd | fresenius | EGMED | 23379516 | 0 |  |  | 0
Pump, Syringe | agilia IS | SICU | 2nd | fresenius | EGMED | 23379507 | 0 |  |  | 0
Pump, Syringe | agilia IS | SICU | 2nd | Fresenius | EGMED | 23461032 | 0 |  |  | 0
Pump, Syringe | agilia IS | SICU | 2nd | Fresenius | EGMED | 23461038 | 0 |  |  | 0
Pump, Syringe | agilia IS | SICU | 2nd | Fresenius | EGMED | 23461035 | 0 |  |  | 0
Pump, Syringe | agilia IS | SICU | 2nd | Fresenius | EGMED | 23461037 | 0 |  |  | 0
Pump, Syringe | agilia IS | SICU | 2nd | Fresenius | EGMED | 23461031 | 0 |  |  | 0
Pump, Syringe | agilia SP | SICU | 2nd | fresenius | EGMED | 24246806 | 3 | 2019-11-19 | 2019-07-01 | 2 | July | January
Pump, Syringe | agilia IS | SICU | 2nd | Fresenius | EGMED | 23678760 | 0 |  |  | 0
Pump, Syringe | agilia IS | SICU | 2nd | Fresenius | EGMED | 23678769 | 0 |  |  | 0
Pump, Syringe | agilia IS | SICU | 2nd | Fresenius | EGMED | 23678763 | 0 |  |  | 0
Pump, Syringe | agilia IS | SICU | 2nd | Fresenius | EGMED | 23678762 | 0 |  |  | 0
Pump, Syringe | agilia IS | SICU | 2nd | Fresenius | EGMED | 23678766 | 0 |  |  | 0
Pump, Syringe | agilia IS | SICU | 2nd | Fresenius | EGMED | 23678761 | 0 |  |  | 0
Pump, Infusion | Optima VS | SICU | 2nd | Fresenius | EGMED | 22322336 | 0 |  | 2019-09-11 | 2 | September | March
Pump, Syringe | agilia IS | SICU | 2nd | fresenius | EGMED | 22658297 | 0 |  |  | 0
Pump, Syringe | agilia IS | SICU | 2nd | fresenius | EGMED | 22658291 | 0 |  | 2019-04-01 | 2 | April | October
Pump, Syringe | agilia IS | SICU | 2nd | Fresenius | EGMED | 23461046 | 0 |  |  | 0
Pump, Syringe | agilia IS | SICU | 2nd | Fresenius | EGMED | 23461040 | 0 |  | 2019-04-01 | 2 | April | October
Monitors, Physiologic | Dash 4000 | SICU | 2nd | GE | GE | SBG07098505GA | 0 |  |  | 0
Bed, Patient, Electric | P750 | SICU | 2nd | Hill-Rom | Delta | P252CC1984 | 0 |  |  | 0
Bed, Patient, Electric | P750 | SICU | 2nd | Hill-Rom | Delta | P252CC1983 | 0 |  |  | 0
Defibrillator, External, Manual | 20e | SICU | 2nd | lifepack | Gesca | 43651055 | 2 | 2016-01-04 | 2019-07-01 | 2 | July | January
Bed, Patient, Electric | ISMA7045-135 | SICU | 2nd | LINET | Life Care | 20120031769 | 0 | 2012-11-29 | 2019-07-01 | 2 | July | January
Bed, Patient, Electric | ISMA7045-135 | SICU | 2nd | LINET | Life Care | 20120031777 | 0 |  | 2019-10-01 | 2 | October | April
Bed, Patient, Electric | ISMA7045-135 | SICU | 2nd | LINET | Life Care | 20120067314 | 0 |  | 2019-10-01 | 2 | October | April
Bed, Patient, Electric | ISMT7045-53 | SICU | 2nd | LINET | Life Care | 20100118656 | 0 | 2013-05-29 | 2019-10-01 | 2 | October | April
Bed, Patient, Electric | ISMA7045-135 | SICU | 2nd | LINET | Life Care | 20120155430 | 0 | 2013-05-29 | 2019-10-01 | 2 | October | April
Bed, Patient, Electric | ISMA7045-135 | SICU | 2nd | LINET | Life Care | 20120155439 | 0 | 2013-05-29 | 2019-10-01 | 2 | October | April
Bed, Patient, Electric | ISMA7045-135 | SICU | 2nd | LINET | Life Care | 20120067304 | 0 |  | 2019-09-21 | 2 | September | March
Bed, Patient, Electric | ISMA7045-135 | SICU | 2nd | LINET | Life Care | 20120031775 | 0 |  | 2019-09-01 | 2 | September | March
Bed, Patient, Electric | ISMA7045-135 | SICU | 2nd | LINET | Life Care | 20120067303 | 0 |  |  | 0
Pump, Syringe | sk-500ii | SICU | 2nd | Mindray | قرناء مصر | 31000139 | 0 | 2014-09-27 | 2019-04-01 | 2 | April | October
Electrocardiographs (ECG) | Beneheart R12 | SICU | 2nd | Mindray | Truemedical | FN-92014673 | 3 | 2019-11-17 | 2019-04-01 | 2 | April | October
Monitors, Physiologic | umec12 | SICU | 2nd | mindray | Truemedical | KQ-83010070 | 0 |  |  | 0
Monitors, Physiologic | iPM12 | SICU | 2nd | mindray | Technowave | FH-78030398 | 3 | 2010-07-27 | 2019-04-01 | 2 | April | October
Monitors, Physiologic | iPM12 | SICU | 2nd | mindray | Technowave | FH-78030390 | 0 |  | 2019-04-01 | 2 | April | October
Monitors, Physiologic | iPM12 | SICU | 2nd | mindray | Technowave | FH-78030397 | 0 |  | 2019-04-01 | 2 | April | October
Monitors, Physiologic | iPM12 | SICU | 2nd | mindray | Technowave | FH-78030392 | 0 |  | 2019-04-01 | 2 | April | October
Monitors, Physiologic | iPM12 | SICU | 2nd | mindray | Technowave | FH-78030399 | 0 |  | 2019-04-01 | 2 | April | October
Monitors, Physiologic | iPM12 | SICU | 2nd | mindray | Technowave | FH-78030393 | 0 |  | 2019-04-01 | 2 | April | October
Monitors, Physiologic | iPM12 | SICU | 2nd | mindray | Technowave | FH-78030382 | 0 |  | 2019-04-01 | 2 | April | October
Monitors, Physiologic | iPM12 | SICU | 2nd | mindray | Technowave | FH-78030395 | 0 |  | 2019-04-01 | 2 | April | October
Monitors, Physiologic | iPM12 | SICU | 2nd | Mindray | Technowave | FH-78030388 | 3 | 2018-03-22 | 2019-07-01 | 2 | July | January
Carts, Medication | NC | SICU | 2nd | NC | NC |  | 0 |  |  | 0
Carts, Resuscitation | NC | SICU | 2nd | NC | NC |  | 0 |  |  | 0
Ventilators, Intensive Care, Adult / Pediatrics | v200 | SICU | 2nd | philips | servomed | vs0002982 | 0 |  | 2019-04-01 | 2 | April | October
Ventilators, Intensive Care, Adult / Pediatrics | V200 | SICU | 2nd | philips | servomed | vs0002967 | 0 |  | 2021-09-01 | 2 | September | March
Carts, Medication | NC | SICU | 2nd | Pukang | NC |  | 0 |  |  | 0
Sphygmomanometer | Big Ben Round | SICU | 2nd | Riester | elfatmia | 160345638 | 0 |  |  | 0
Scale, Adult | 786 | SICU | 2nd | Seca | Middle East | 5786337145730 | 0 |  |  | 0
Sphygmomanometer | big ben round | SICU | 2nd | Riester | elfatmia | 100726666 | 0 |  |  | 0
Sphygmomanometer | NC | SICU | 2nd | YAMASU | NC | NC | 0 |  |  | 0
Sphygmomanometer | NC | SICU | 2nd | GRANZIA | NC | NC | 0 |  |  | 0
Aspirator, Surgical | EUROVAC H-40 | Store | x | HERSILL | المكتب الهندسي الصناعي المصري | 27320-35-009 | 0 | 1905-06-22 | 2019-10-01 | 2 | October | April
Table, Surgical | marzet | Store | X | mathieu | NC | 100157 | 0 |  | 2019-05-21 | 2 | May | November
Pump, Infusion | P-600 | Store | x | ATOM | المكتب الهندسي الصناعي المصري | 20Y0420 | 0 | 2011-01-05 | 2019-08-01 | 2 | August | February
Pump, Infusion | P-600 | Store | x | ATOM | المكتب الهندسي الصناعي المصري | 2240698 | 0 |  | 2019-07-01 | 2 | July | January
Pump, Syringe | 1235N | Store | x | ATOM | المكتب الهندسي الصناعي المصري | 14Z4450 | 0 | 2010-08-31 | 2019-04-01 | 2 | April | October
Pump, Syringe | 1235.S | Store | x | ATOM | المكتب الهندسي الصناعي المصري | 2060539 | 0 | 2010-08-31 | 2019-04-01 | 2 | April | October
Pump, Syringe | S - 1235 | Store | x | atom | المكتب الهندسي الصناعي المصري | 20X0437 | 0 | 2011-01-05 | 2019-10-01 | 2 | October | April
Pump, Syringe | 1236 N | Store | x | ATOM | المكتب الهندسي الصناعي المصري | 1516940 | 0 | 1905-06-30 | 2019-10-11 | 2 | October | April
Pump, Syringe | 1237 N | Store | x | ATOM | المكتب الهندسي الصناعي المصري | 1493852 | 0 | 1905-06-30 |  | 0
Pump, Syringe | 1237 N | Store | x | ATOM | المكتب الهندسي الصناعي المصري | 1493847 | 0 | 1905-06-30 | 2019-10-11 | 2 | October | April
Pump, Syringe | 1238 N | Store | x | ATOM | المكتب الهندسي الصناعي المصري | 1283218 | 0 | 1905-06-30 | 2019-10-11 | 2 | October | April
Pump, Syringe | 1239 N | Store | x | ATOM | المكتب الهندسي الصناعي المصري | 1516950 | 0 | 1905-06-30 | 2019-10-11 | 2 | October | April
Pump, Syringe | bervusor compact | Store | x | BBruan | High-Tech | 44584 | 0 |  |  | 0
Monitors, Physiologic | A6 | Store | x | blt/biolight | Elazaby | a043e000758 | 2 | 11/1/2015 | 2019-06-01 | 2 | June | December
Monitors, Physiologic | A6 | Store | x | blt/biolight | Elazaby | a043e000737 | 2 | 11/1/2015 | 2019-06-01 | 2 | June | December
Monitors, Physiologic | AnyView A6 | Store | x | blt/biolight | Elazaby | a043e000760 | 0 | 11/1/2015 | 2019-07-01 | 2 | July | January
Aspirator, Surgical | Victoria ll | Store | x | Cheiron | Elazaby | V8348 | 0 |  |  | 0
Aspirator, Surgical | victoria | Store | x | cheiron | Elazaby | v8239 | 2 |  | 2019-06-01 | 2 | June | December
Pump, Syringe | agilia IS | Store | x | fresenius | EGMED | 23379509 | 0 |  |  | 0
Pump, Syringe | agilia IS | Store | x | Fresenius | EGMED | 22658298 | 0 |  |  | 0
Defibrillator, External, Manual | cardioserv | Store | x | GE | GE | 101141085 | 0 |  |  | 0
Defibrillator, External, Manual | cardioserv | Store | x | Hellige | ALKAN | 2364 | 0 |  |  | 0
Monitors, Physiologic | Dash 3000 | Store | x | GE | GE | AAB04418671GA | 0 |  | 2019-04-01 | 2 | April | October
Monitors, Physiologic | Dash 4000 | Store | x | GE | GE | DSH05292856GA | 0 |  |  | 0
Monitors, Physiologic | Dash 4000 | Store | x | GE | GE | E1DJ0292G | 0 |  |  | 0
Monitors, Physiologic | Dash 4000 | Store | x | GE | GE | SBG07119881GA | 0 | 1/11996 | 2019-06-01 | 2 | June | December
Monitoring Systems, Physiologic, Stress Exercise | T2100 | Store | x | GE | GE | SCF08453926SA | 0 |  | 2019-04-11 | 2 | April | October
Aspirator, Surgical | EUROVAC H-40 | Store | x | HERSILL | المكتب الهندسي الصناعي المصري | 33962-28-043 | 0 | 2016-01-20 | 2019-04-01 | 2 | April | October
Aspirator, Surgical | EUROVAC H-40 | Store | x | HERSILL | المكتب الهندسي الصناعي المصري | 18-36-027 | 0 |  |  | 0
Aspirator, Surgical | EUROVAC H-40 | Store | x | HERSILL | المكتب الهندسي الصناعي المصري | 18-36-048 | 0 |  |  | 0
Aspirator, Surgical | EUROVAC H-40 | Store | x | HERSILL | المكتب الهندسي الصناعي المصري | 40114-09-0042 | 0 |  |  | 0
Aspirator, Surgical | EUROVAC H-40 | Store | x | HERSILL | المكتب الهندسي الصناعي المصري | 30226-42-076 | 0 | 1905-07-02 | 2019-04-01 | 2 | April | October
Aspirator, Surgical | EUROVAC H-40 | Store | x | HERSILL | المكتب الهندسي الصناعي المصري | 16990-13-027 | 0 |  |  | 0
Aspirator, Surgical | EUROVAC H-40 | Store | x | HERSILL | المكتب الهندسي الصناعي المصري | 40114-09-0046 | 0 |  |  | 0
Bed, Patient, Electric | 405 | Store | x | Hill-Rom | Delta | Q236ME8929 | 0 |  | 2019-08-01 | 2 | August | February
Bed, Patient, Electric | 405 | Store | x | Hill-Rom | Delta | Q237ME8960 | 0 |  | 2019-08-01 | 2 | August | February
Bed, Patient, Electric | 405 | Store | x | Hill-Rom | Delta | Q230ME8875 | 0 |  |  | 0
Bed, Patient, Electric | 405 | Store | x | Hill-Rom | Delta | Q239ME8981 | 0 |  | 2019-08-01 | 2 | August | February
Bed, Patient, Electric | 405 | Store | x | Hill-Rom | Delta | Q229ME8838 | 0 |  | 2019-08-01 | 2 | August | February
Bed, Patient, Electric | 405 | Store | x | Hill-Rom | Delta | Q236ME8939 | 0 |  | 2019-08-01 | 2 | August | February
Bed, Patient, Electric | 405 | Store | x | Hill-Rom | Delta | Q227ME8832 | 0 |  | 2019-08-01 | 2 | August | February
Bed, Patient, Electric | 405 | Store | x | Hill-Rom | Delta | Q240ME9007 | 0 |  |  | 0
Bed, Patient, Electric | 405 | Store | x | Hill-Rom | Delta | Q239ME8999 | 0 |  | 2019-08-01 | 2 | August | February
Bed, Patient, Electric | P750 | Store | x | Hill-Rom | Delta | P249CC1905 | 0 |  | 2019-09-11 | 2 | September | March
Bed, Patient, Electric | P750 | Store | x | Hill-Rom | Delta | P249CC1901 | 0 |  |  | 0
Bed, Patient, Electric | P750 | Store | x | Hill-Rom | Delta | P252CC1991 | 0 |  | 2019-09-11 | 2 | September | March
Bed, Patient, Electric | P750 | Store | x | Hill-Rom | Delta | P252CC1986 | 0 |  | 2019-04-01 | 2 | April | October
Defibrillator, External, Manual | code master xl | Store | x | HP | NC | 304A32293 | 0 |  |  | 0
Defibrillator, External, Manual | code master xl | Store | x | HP | 1 | 3304a34578 | 0 |  | 2019-07-21 | 2 | July | January
Bed, Patient, Electric | ISMA7045-135 | Store | x | LINET | Life Care | 20120155445 | 0 | 2012-11-29 | 2019-07-01 | 2 | July | January
Bed, Patient, Electric | ISMT7045-300 | Store | x | LINET | Life care | 20100094059 | 0 |  | 2019-07-01 | 2 | July | January
Bed, Patient, Electric | SMART | Store | x | LINET | Life care | 20100118639 | 0 |  | 2019-10-01 | 2 | October | April
Bed, Patient, Electric | ISMA7045-135 | Store | x | LINET | Life Care | 20120067293 | 0 |  | 2019-10-01 | 2 | October | April
Bed, Patient, Electric | ISMA7045-135 | Store | x | LINET | Life Care | 20110087705 | 0 |  | 2019-10-01 | 2 | October | April
Bed, Patient, Electric | SMART | Store | x | LINET | Life Care | 20120031770 | 0 | 2013-05-29 | 2019-10-01 | 2 | October | April
Bed, Patient, Electric | SMART | Store | x | LINET | Life Care | 20120067322 | 0 | 2013-05-29 | 2019-10-01 | 2 | October | April
Bed, Patient, Electric | SMART | Store | x | LINET | Life Care | 20120155441 | 0 | 2013-05-29 | 2019-10-01 | 2 | October | April
Bed, Patient, Electric | SMART | Store | x | LINET | Life Care | 20120155456 | 0 | 2013-05-29 | 2019-10-01 | 2 | October | April
Bed, Patient, Electric | ISMT7045-53 | Store | x | LINET | Life Care | 20100118638 | 0 | 2013-05-29 |  | 0
Bed, Patient, Electric | SMART | Store | x | LINET | Life Care | 20100094066 | 0 |  | 2019-09-21 | 2 | September | March
Bed, Patient, Electric | SMART | Store | x | LINET | Life Care | 20120031788 | 0 |  | 2019-09-21 | 2 | September | March
Bed, Patient, Electric | SMART | Store | x | LINET | Life Care | 20120067316 | 0 |  | 2019-09-21 | 2 | September | March
Bed, Patient, Electric | ISMT7045-53 | Store | x | LINET | Life Care | 20100081657 | 0 |  | 2019-09-01 | 2 | September | March
Bed, Patient, Electric | SMART | Store | x | LINET | Life Care | 20100094062 | 0 |  | 2019-09-01 | 2 | September | March
Bed, Patient, Electric | SMART | Store | x | LINET | Life Care | 20120155458 | 0 |  | 2019-09-01 | 2 | September | March
Bed, Patient, Electric | SMART | Store | x | LINET | Life Care | 20100118647 | 0 |  | 2019-08-01 | 2 | August | February
Bed, Patient, Electric | ISMA7045-135 | Store | x | LINET | Life Care | 20120155462 | 0 | 2012-11-29 | 2019-07-11 | 2 | July | January
Bed, Patient, Electric | ISMA7045-135 | Store | x | LINET | Life Care | 20120031763 | 0 |  | 2019-09-11 | 2 | September | March
Bed, Patient, Electric | ISMA7045-135 | Store | x | LINET | Life Care | 20120155444 | 0 |  | 2019-09-11 | 2 | September | March
Bed, Patient, Electric | ISMT7045-300 | Store | x | LINET | Life care | 20100094058 | 0 |  |  | 0
Bed, Patient, Electric | ISMT7045-300 | Store | x | LINET | Life Care | 20100094064 | 0 |  | 2019-07-01 | 2 | July | January
Bed, Patient, Electric | ISMA7045-135 | Store | x | LINET | life care | 20120031779 | 0 |  | 2019-09-11 | 2 | September | March
Bed, Patient, Electric | ISMA7045-135 | Store | x | LINET | life care | 20120067335 | 0 |  | 2019-09-11 | 2 | September | March
Bed, Patient, Electric | ISMA7045-135 | Store | x | LINET | Life Care | 20120031791 | 0 |  | 2019-07-01 | 2 | July | January
Bed, Patient, Electric | ISMT7045-300 | Store | x | LINET | Life Care | 20100094060 | 0 |  | 2019-07-01 | 2 | July | January
Bed, Patient, Electric | ISMA7045-135 | Store | x | LINET | Life care | 20120155436 | 0 |  |  | 0
Bed, Patient, Electric | ISMA7045-135 | Store | x | LINET | Life Care | 20120067317 | 0 |  |  | 0
Table, Surgical | OT6-3H | Store | x | MA | NC | 100132 | 0 |  |  | 0
Aspirator, Portable | basic 30 | Store | x | medela | NC | 1034066 | 0 |  | 2019-07-01 | 2 | July | January
Monitors, Physiologic | MEC-1000 | Store | x | Mindray | Truemedical | AQ67B7822R | 0 |  | 2019-07-11 | 2 | July | January
Monitors, Physiologic | MEC-1000 | Store | x | Mindray | Truemedical | AQ67B7838R | 0 |  | 2019-07-11 | 2 | July | January
Table, Surgical | SPL-331 | Store | x | MIZUHO | 1 | 100155 | 0 |  | 2019-05-21 | 2 | May | November
Stretcher, Patient | NC | Store | x | NC | NC | NC | 0 | 2/4/2017 | 2019-06-01 | 2 | June | December
Monitors, Physiologic | PMS 8310 | Store | x | phoebe | المكتب الهندسي الصناعي المصري | 1004002 | 0 |  |  | 0
Monitors, Physiologic | PMS 8310 | Store | x | phoebe | المكتب الهندسي الصناعي المصري | NC | 0 |  |  | 0
Monitors, Physiologic | PMS 8310 | Store | x | phoebe | المكتب الهندسي الصناعي المصري | HIC-CAI-0246 | 0 |  |  | 0
Monitors, Physiologic | PMS 8310 | Store | x | phoebe | المكتب الهندسي الصناعي المصري | HIC-CAI-0261 | 0 |  | 2019-09-01 | 2 | September | March
Monitors, Physiologic | 8310 | Store | x | Phoebe | المكتب الهندسي الصناعي المصري | 1004017 | 0 |  | 2019-04-11 | 2 | April | October
Monitors, Physiologic | PMS 8310 | Store | x | phoebe | المكتب الهندسي الصناعي المصري | HIC-CAI-0213 | 0 |  | 2019-09-11 | 2 | September | March
Sphygmomanometer | Big Ben Round | Store | x | Riester | elfatmia | 160345568 | 0 | 2017-02-22 | 2019-06-21 | 2 | June | December
Sphygmomanometer | Big Ben Round | Store | x | Riester | elfatmia | 160345592 | 0 |  |  | 0
Monitors, Physiologic | 90369 | Store | x | spacelabs | Gesca | 369-011672 | 0 |  |  | 0
Monitors, Physiologic | 90369 | Store | x | spacelabs | Gesca | 369-011610 | 0 |  |  | 0
Monitors, Physiologic | 90369 | Store | x | spacelabs | Gesca | 369-010507 | 0 |  |  | 0
Centrifuge, Table Top | SL40R | Store | x | Thermo Fisher | NC | 41289157 | 0 |  |  | 0
Aspirator, Surgical | VD | Store | X | TOITU | El Radwan | 7227 | 0 | 2014-08-05 | 2019-05-21 | 2 | May | November
Monitors, Fetal ( CTG) | MT-516 | Store | x | TOITU | El Radwan | 9319J54 | 1 | 2009-08-31 | 2019-10-01 | 2 | October | April
Monitors, Physiologic | umec12 | Strock ICU | 6th | mindray | Truemedical | KQ-8B018138 | 0 |  | 2019-09-11 | 2 | September | March
Scale, Laboratory | HL-100 | Laboratory | 1st | AND |  | NC | 0 |  |  | 0
[7 empty] | 0 |  |  | 0
[7 empty] | 0 |  |  | 0
[7 empty] | 0 |  |  | 0
[7 empty] | 0 |  |  | 0
[7 empty] | 0 |  |  | 0
[7 empty] | 0 |  |  | 0
[7 empty] | 0 |  |  | 0
[7 empty] | 0 |  |  | 0
[7 empty] | 0 |  |  | 0
[7 empty] | 0 |  |  | 0
[7 empty] | 0 |  |  | 0
[7 empty] | 0 |  |  | 0
[7 empty] | 0 |  |  | 0
[7 empty] | 0 |  |  | 0
[7 empty] | 0 |  |  | 0
[7 empty] | 0 |  |  | 0
[7 empty] | 0 |  |  | 0
[7 empty] | 0 |  |  | 0
[7 empty] | 0 |  |  | 0
[7 empty] | 0 |  |  | 0
[7 empty] | 0 |  |  | 0
[7 empty] | 0 |  |  | 0
[7 empty] | 0 |  |  | 0
[7 empty] | 0 |  |  | 0
[7 empty] | 0 |  |  | 0
[7 empty] | 0 |  |  | 0
[7 empty] | 0 |  |  | 0
[7 empty] | 0 |  |  | 0
[7 empty] | 0 |  |  | 0
[7 empty] | 0 |  |  | 0
[7 empty] | 0 |  |  | 0
[7 empty] | 0 |  |  | 0
[7 empty] | 0 |  |  | 0
[7 empty] | 0 |  |  | 0
[7 empty] | 0 |  |  | 0
[7 empty] | 0 |  |  | 0
[7 empty] | 0 |  |  | 0
[7 empty] | 0 |  |  | 0
[7 empty] | 0 |  |  | 0
[7 empty] | 0 |  |  | 0
[7 empty] | 0 |  |  | 0
[7 empty] | 0 |  |  | 0
[7 empty] | 0 |  |  | 0
[7 empty] | 0 |  |  | 0
[7 empty] | 0 |  |  | 0
[7 empty] | 0 |  |  | 0
[7 empty] | 0 |  |  | 0
[7 empty] | 0 |  |  | 0
[7 empty] | 0 |  |  | 0
[7 empty] | 0 |  |  | 0
[7 empty] | 0 |  |  | 0
[7 empty] | 0 |  |  | 0
[7 empty] | 0 |  |  | 0
[7 empty] | 0 |  |  | 0
[7 empty] | 0 |  |  | 0
[7 empty] | 0 |  |  | 0
[7 empty] | 0 |  |  | 0
[7 empty] | 0 |  |  | 0
[7 empty] | 0 |  |  | 0
|  |  |  | not used(biomedical work shop) |  |  | 0 |  |  | 0
|  |  |  | not found |  |  | 0 |  |  | 0
|  |  |  | transfer to anather hospital |  |  | 0 |  |  | 0
|  |  |  | الجهاز تم نقله لمخزن الامل |  |  | 0 |  |  | 0